## Arrays
reference_designator | array_name
RS | Regional Scale Node

## Areas
reference_designator | area_name | area_url | array_rd | wp_page | coordinates
axial-base | Axial Base | /research-sites/axial-base/ | RS | 8403 | [[-129.675236559151386, 45.772967075084331], [-129.675236559151386, 45.867942924915681], [-129.811073440848617, 45.867942924915681], [-129.811073440848617, 45.772967075084331], [-129.675236559151386, 45.772967075084331]]
axial-caldera | Axial Caldera | /research-sites/axial-caldera/ | RS | 288 | [[-129.904149812716668, 45.895515324910953], [-129.904149812716668, 45.987030675089045], [-130.035324187283351, 45.987030675089045], [-130.035324187283351, 45.895515324910953], [-129.904149812716668, 45.895515324910953]]
oregon-offshore | Oregon Offshore | /research-sites/oregon-offshore/ | RS | 285 | [[-124.931667960708637, 44.341902386766549], [-124.931667960708637, 44.385397613233458], [-124.992298705958049, 44.385397613233458], [-124.992298705958049, 44.341902386766549], [-124.931667960708637, 44.341902386766549]]
oregon-shelf | Oregon Shelf | /research-sites/oregon-shelf/ | RS | 281 | [[-124.283822654910566, 44.56784448388597], [-124.283822654910566, 44.814925516114037], [-124.63020067842281, 44.814925516114037], [-124.63020067842281, 44.56784448388597], [-124.283822654910566, 44.56784448388597]]
oregon-slope-base | Oregon Slope Base | /research-sites/oregon-slope-base/ | RS | 432 | [[-125.313873569311511, 44.44919639082763], [-125.313873569311511, 44.569940275839052], [-125.482609764021788, 44.569940275839052], [-125.482609764021788, 44.44919639082763], [-125.313873569311511, 44.44919639082763]]
southern-hydrate-ridge | Southern Hydrate Ridge | /research-sites/southern-hydrate-ridge/ | RS | 429 | [[-125.004479493605615, 44.378456551728803], [-125.004479493605615, 44.584426781604542], [-125.292177173061049, 44.584426781604542], [-125.292177173061049, 44.378456551728803], [-125.004479493605615, 44.378456551728803]]
mid-plate | Mid-Plate | /research-sites/mid-plate/ | RS | 10610 | [[-127.110554791598958, 45.638034643897619], [-127.110554791598958, 45.873075356102383], [-127.44632187506771, 45.873075356102383], [-127.44632187506771, 45.638034643897619], [-127.110554791598958, 45.638034643897619]]

## Sites
reference_designator | site_name | area_rd | site_area | site_sub_area | description | lat | lon | in_progress_status | active_display | wp_mapping | asset_type | URL
RS03AXBS | Axial Base Seafloor | axial-base | Axial Base |  | A Junction Box (JBox) rests on the seafloor and is connected to shore via a series of fiber optic cables. Several instruments can be attached to a single Jbox and Jboxes can be connected to each other. Jboxes draw energy from the cables to power instruments and to transmit data from the instruments back to shore. In this way, Jboxes act like both a power strip and a converter. The OOI employs three kinds of Jboxes: Low Voltage (LV) Node, Low-Power (LP) Jbox, and Medium Power (MP) JBox. LV Nodes convert high power from the primary node to a lower power that can then be distributed LP or MP Jboxes and cabled moorings. LV Nodes cannot directly connect to instruments. LP Jboxes directly connect to instruments and receive power from LV Nodes. LP Jboxes convert power from LV Nodes into the appropriate power for their associated instruments. The MP Jbox can draw power from either a primary node or a LV Node as well as connect directly to instruments and other Jboxes. The MP Jbox converts high power from the primary node to a lower, medium-level power that that can then be distributed to other nodes. | 45.8168 | -129.7543 | TRUE | TRUE | 429 | low-power-jbox
RS03AXPD | Axial Base Deep Profiler Mooring | axial-base | Axial Base |  | Profiler Moorings are a type of mooring that contain instruments fixed to profilers that move up and down the water column. Profilers either track along the mooring riser (wire-following profilers), or are tethered to a mooring-mounted winch that pays out line allowing the profiler to move through the water (shallow profilers). Instruments may also be attached to the mooring riser or affixed to an underwater platform on these moorings. | 45.8297 | -129.759 | TRUE | TRUE | 429 | deep-profiler
RS03AXPS | Axial Base Shallow Profiler Mooring | axial-base | Axial Base |  | Profiler Moorings are a type of mooring that contain instruments fixed to profilers that move up and down the water column. Profilers either track along the mooring riser (wire-following profilers), or are tethered to a mooring-mounted winch that pays out line allowing the profiler to move through the water (shallow profilers). Instruments may also be attached to the mooring riser or affixed to an underwater platform on these moorings. | 45.8305 | -129.7533 | FALSE | TRUE | 429 | shallow-profiler
RS03ASHS | ASHES Vent Field | axial-caldera | Axial Caldera | ASHES | A Junction Box (JBox) rests on the seafloor and is connected to shore via a series of fiber optic cables. Several instruments can be attached to a single Jbox and Jboxes can be connected to each other. Jboxes draw energy from the cables to power instruments and to transmit data from the instruments back to shore. In this way, Jboxes act like both a power strip and a converter. The OOI employs three kinds of Jboxes: Low Voltage (LV) Node, Low-Power (LP) Jbox, and Medium Power (MP) JBox. LV Nodes convert high power from the primary node to a lower power that can then be distributed LP or MP Jboxes and cabled moorings. LV Nodes cannot directly connect to instruments. LP Jboxes directly connect to instruments and receive power from LV Nodes. LP Jboxes convert power from LV Nodes into the appropriate power for their associated instruments. The MP Jbox can draw power from either a primary node or a LV Node as well as connect directly to instruments and other Jboxes. The MP Jbox converts high power from the primary node to a lower, medium-level power that that can then be distributed to other nodes. | 45.9337 | -130.0139 | TRUE | TRUE | 293 | medium-power-jbox
RS03CCAL | Central Caldera | axial-caldera | Axial Caldera | Central | A Junction Box (JBox) rests on the seafloor and is connected to shore via a series of fiber optic cables. Several instruments can be attached to a single Jbox and Jboxes can be connected to each other. Jboxes draw energy from the cables to power instruments and to transmit data from the instruments back to shore. In this way, Jboxes act like both a power strip and a converter. The OOI employs three kinds of Jboxes: Low Voltage (LV) Node, Low-Power (LP) Jbox, and Medium Power (MP) JBox. LV Nodes convert high power from the primary node to a lower power that can then be distributed LP or MP Jboxes and cabled moorings. LV Nodes cannot directly connect to instruments. LP Jboxes directly connect to instruments and receive power from LV Nodes. LP Jboxes convert power from LV Nodes into the appropriate power for their associated instruments. The MP Jbox can draw power from either a primary node or a LV Node as well as connect directly to instruments and other Jboxes. The MP Jbox converts high power from the primary node to a lower, medium-level power that that can then be distributed to other nodes. | 45.9549 | -130.0089 | TRUE | TRUE | 444 | medium-power-jbox
RS03ECAL | Eastern Caldera | axial-caldera | Axial Caldera | Eastern | A Junction Box (JBox) rests on the seafloor and is connected to shore via a series of fiber optic cables. Several instruments can be attached to a single Jbox and Jboxes can be connected to each other. Jboxes draw energy from the cables to power instruments and to transmit data from the instruments back to shore. In this way, Jboxes act like both a power strip and a converter. The OOI employs three kinds of Jboxes: Low Voltage (LV) Node, Low-Power (LP) Jbox, and Medium Power (MP) JBox. LV Nodes convert high power from the primary node to a lower power that can then be distributed LP or MP Jboxes and cabled moorings. LV Nodes cannot directly connect to instruments. LP Jboxes directly connect to instruments and receive power from LV Nodes. LP Jboxes convert power from LV Nodes into the appropriate power for their associated instruments. The MP Jbox can draw power from either a primary node or a LV Node as well as connect directly to instruments and other Jboxes. The MP Jbox converts high power from the primary node to a lower, medium-level power that that can then be distributed to other nodes. | 45.9399 | -129.9742 | TRUE | TRUE | 446 | medium-power-jbox
RS03INT1 | International District Vent Field 1 | axial-caldera | Axial Caldera | International District | A Junction Box (JBox) rests on the seafloor and is connected to shore via a series of fiber optic cables. Several instruments can be attached to a single Jbox and Jboxes can be connected to each other. Jboxes draw energy from the cables to power instruments and to transmit data from the instruments back to shore. In this way, Jboxes act like both a power strip and a converter. The OOI employs three kinds of Jboxes: Low Voltage (LV) Node, Low-Power (LP) Jbox, and Medium Power (MP) JBox. LV Nodes convert high power from the primary node to a lower power that can then be distributed LP or MP Jboxes and cabled moorings. LV Nodes cannot directly connect to instruments. LP Jboxes directly connect to instruments and receive power from LV Nodes. LP Jboxes convert power from LV Nodes into the appropriate power for their associated instruments. The MP Jbox can draw power from either a primary node or a LV Node as well as connect directly to instruments and other Jboxes. The MP Jbox converts high power from the primary node to a lower, medium-level power that that can then be distributed to other nodes. | 45.9263 | -129.9789 | TRUE | TRUE | 442 | medium-power-jbox
RS03INT2 | International District Vent Field 2 | axial-caldera | Axial Caldera | International District | A Junction Box (JBox) rests on the seafloor and is connected to shore via a series of fiber optic cables. Several instruments can be attached to a single Jbox and Jboxes can be connected to each other. Jboxes draw energy from the cables to power instruments and to transmit data from the instruments back to shore. In this way, Jboxes act like both a power strip and a converter. The OOI employs three kinds of Jboxes: Low Voltage (LV) Node, Low-Power (LP) Jbox, and Medium Power (MP) JBox. LV Nodes convert high power from the primary node to a lower power that can then be distributed LP or MP Jboxes and cabled moorings. LV Nodes cannot directly connect to instruments. LP Jboxes directly connect to instruments and receive power from LV Nodes. LP Jboxes convert power from LV Nodes into the appropriate power for their associated instruments. The MP Jbox can draw power from either a primary node or a LV Node as well as connect directly to instruments and other Jboxes. The MP Jbox converts high power from the primary node to a lower, medium-level power that that can then be distributed to other nodes. | 45.9258 | -129.9778 | TRUE | TRUE | 442 | medium-power-jbox
RS05MDPL | Primary Infrastructure | mid-plate | Mid-Plate |  | Primary Nodes are connected to the land-based shore station in Pacific City, Oregon via fiber-optic cables. These nodes convert high power from the shore station to a lower power and distribute that power and communication to junction boxes along the Juan de Fuca Plate through their science ports. Primary Nodes also receive data and communications from the junction boxes which they transmit back to shore. | 45.7556 | -127.2784 | TRUE | TRUE | 10610 | primary-node
CE04OSBP | Oregon Offshore Cabled Benthic Experiment Package | oregon-offshore | Oregon Offshore |  | The Benthic Experiment Package (BEP) is a type of cabled infrastructure, specifically deployed along the shallow continental shelf. BEPs are either connected to a Junction Box to receive power as well as transmit data and communications. | 44.3695 | -124.954 | TRUE | TRUE | 285 | benthic-experiment-package
CE04OSPD | Oregon Offshore Cabled Deep Profiler Mooring | oregon-offshore | Oregon Offshore |  | Profiler Moorings are a type of mooring that contain instruments fixed to profilers that move up and down the water column. Profilers either track along the mooring riser (wire-following profilers), or are tethered to a mooring-mounted winch that pays out line allowing the profiler to move through the water (shallow profilers). Instruments may also be attached to the mooring riser or affixed to an underwater platform on these moorings. | 44.3683 | -124.953 | TRUE | TRUE | 285 | deep-profiler
CE04OSPS | Oregon Offshore Cabled Shallow Profiler Mooring | oregon-offshore | Oregon Offshore |  | Profiler Moorings are a type of mooring that contain instruments fixed to profilers that move up and down the water column. Profilers either track along the mooring riser (wire-following profilers), or are tethered to a mooring-mounted winch that pays out line allowing the profiler to move through the water (shallow profilers). Instruments may also be attached to the mooring riser or affixed to an underwater platform on these moorings. | 44.3742 | -124.9565 | FALSE | TRUE | 285 | shallow-profiler
CE02SHBP | Oregon Shelf Cabled Benthic Experiment Package | oregon-shelf | Oregon Shelf |  | The Benthic Experiment Package (BEP) is a type of cabled infrastructure, specifically deployed along the shallow continental shelf. BEPs are either connected to a Junction Box to receive power as well as transmit data and communications. | 44.6371 | -124.306 | TRUE | TRUE | 281 | benthic-experiment-package
RS01SBPD | Oregon Slope Base Deep Profiler Mooring | oregon-slope-base | Oregon Slope Base |  | Profiler Moorings are a type of mooring that contain instruments fixed to profilers that move up and down the water column. Profilers either track along the mooring riser (wire-following profilers), or are tethered to a mooring-mounted winch that pays out line allowing the profiler to move through the water (shallow profilers). Instruments may also be attached to the mooring riser or affixed to an underwater platform on these moorings. | 44.5274 | -125.3806 | TRUE | TRUE | 432 | deep-profiler
RS01SBPS | Oregon Slope Base Shallow Profiler Mooring | oregon-slope-base | Oregon Slope Base |  | Profiler Moorings are a type of mooring that contain instruments fixed to profilers that move up and down the water column. Profilers either track along the mooring riser (wire-following profilers), or are tethered to a mooring-mounted winch that pays out line allowing the profiler to move through the water (shallow profilers). Instruments may also be attached to the mooring riser or affixed to an underwater platform on these moorings. | 44.529 | -125.3897 | FALSE | TRUE | 432 | shallow-profiler
RS01SLBS | Oregon Slope Base Seafloor | oregon-slope-base | Oregon Slope Base |  | A Junction Box (JBox) rests on the seafloor and is connected to shore via a series of fiber optic cables. Several instruments can be attached to a single Jbox and Jboxes can be connected to each other. Jboxes draw energy from the cables to power instruments and to transmit data from the instruments back to shore. In this way, Jboxes act like both a power strip and a converter. The OOI employs three kinds of Jboxes: Low Voltage (LV) Node, Low-Power (LP) Jbox, and Medium Power (MP) JBox. LV Nodes convert high power from the primary node to a lower power that can then be distributed LP or MP Jboxes and cabled moorings. LV Nodes cannot directly connect to instruments. LP Jboxes directly connect to instruments and receive power from LV Nodes. LP Jboxes convert power from LV Nodes into the appropriate power for their associated instruments. The MP Jbox can draw power from either a primary node or a LV Node as well as connect directly to instruments and other Jboxes. The MP Jbox converts high power from the primary node to a lower, medium-level power that that can then be distributed to other nodes. | 44.5153 | -125.3898 | TRUE | TRUE | 432 | low-power-jbox
RS01SHDR | Hydrate Ridge Primary Infrastructure | southern-hydrate-ridge | Southern Hydrate Ridge |  | Primary Nodes are connected to the land-based shore station in Pacific City, Oregon via fiber-optic cables. These nodes convert high power from the shore station to a lower power and distribute that power and communication to junction boxes along the Juan de Fuca Plate through their science ports. Primary Nodes also receive data and communications from the junction boxes which they transmit back to shore. | 44.4815 | -125.1483 | TRUE | TRUE | 429 | primary-node
RS01SUM1 | Southern Hydrate Summit 1 Seafloor | southern-hydrate-ridge | Southern Hydrate Ridge |  | A Junction Box (JBox) rests on the seafloor and is connected to shore via a series of fiber optic cables. Several instruments can be attached to a single Jbox and Jboxes can be connected to each other. Jboxes draw energy from the cables to power instruments and to transmit data from the instruments back to shore. In this way, Jboxes act like both a power strip and a converter. The OOI employs three kinds of Jboxes: Low Voltage (LV) Node, Low-Power (LP) Jbox, and Medium Power (MP) JBox. LV Nodes convert high power from the primary node to a lower power that can then be distributed LP or MP Jboxes and cabled moorings. LV Nodes cannot directly connect to instruments. LP Jboxes directly connect to instruments and receive power from LV Nodes. LP Jboxes convert power from LV Nodes into the appropriate power for their associated instruments. The MP Jbox can draw power from either a primary node or a LV Node as well as connect directly to instruments and other Jboxes. The MP Jbox converts high power from the primary node to a lower, medium-level power that that can then be distributed to other nodes. | 44.5691 | -125.1481 | TRUE | TRUE | 429 | low-power-jbox
RS01SUM2 | Southern Hydrate Summit 2 Seafloor | southern-hydrate-ridge | Southern Hydrate Ridge |  | A Junction Box (JBox) rests on the seafloor and is connected to shore via a series of fiber optic cables. Several instruments can be attached to a single Jbox and Jboxes can be connected to each other. Jboxes draw energy from the cables to power instruments and to transmit data from the instruments back to shore. In this way, Jboxes act like both a power strip and a converter. The OOI employs three kinds of Jboxes: Low Voltage (LV) Node, Low-Power (LP) Jbox, and Medium Power (MP) JBox. LV Nodes convert high power from the primary node to a lower power that can then be distributed LP or MP Jboxes and cabled moorings. LV Nodes cannot directly connect to instruments. LP Jboxes directly connect to instruments and receive power from LV Nodes. LP Jboxes convert power from LV Nodes into the appropriate power for their associated instruments. The MP Jbox can draw power from either a primary node or a LV Node as well as connect directly to instruments and other Jboxes. The MP Jbox converts high power from the primary node to a lower, medium-level power that that can then be distributed to other nodes. | 44.5699 | -125.1468 | TRUE | TRUE | 429 | medium-power-jbox
CE01ISSM | Oregon Inshore Surface Mooring |  | Oregon Inshore |  | A Surface Mooring is a type of mooring that contains a surface buoy floating on the sea surface and instruments located at fixed depths through the water column. The surface buoy provides a platform on which to secure surface instruments, allowing for the collection of data in the air and in the water, as well as an antenna to transmit data to shore via satellite. | 44.6598 | -124.095 | TRUE | FALSE |  |  | https://oceanobservatories.org/site/ce01issm/
CE01ISSP | Oregon Inshore Surface Piercing Profiler Mooring |  | Oregon Inshore |  | A Surface-Piercing Profiler Mooring is a mooring that contains a surface-piercing profiler. The surface-piercing profiler allows for the sampling of near surface phenomena as the profiler travels through the water then breaches the surface. While on the surface, the profiler is able to transmit data to shore. | 44.662 | -124.096 | TRUE | FALSE |  |  | https://oceanobservatories.org/site/ce01issp/
CE02SHSM | Oregon Shelf Surface Mooring |  | Oregon Shelf |  | A Surface Mooring is a type of mooring that contains a surface buoy floating on the sea surface and instruments located at fixed depths through the water column. The surface buoy provides a platform on which to secure surface instruments, allowing for the collection of data in the air and in the water, as well as an antenna to transmit data to shore via satellite. | 44.6393 | -124.304 | TRUE | FALSE |  |  | https://oceanobservatories.org/site/ce02shsm/
CE02SHSP | Oregon Shelf Surface Piercing Profiler Mooring |  | Oregon Shelf |  | A Surface-Piercing Profiler Mooring is a mooring that contains a surface-piercing profiler. The surface-piercing profiler allows for the sampling of near surface phenomena as the profiler travels through the water then breaches the surface. While on the surface, the profiler is able to transmit data to shore. | 44.6372 | -124.299 | TRUE | FALSE |  |  | https://oceanobservatories.org/site/ce02shsp/
CE04OSSM | Oregon Offshore Surface Mooring |  | Oregon Offshore |  | A Surface Mooring is a type of mooring that contains a surface buoy floating on the sea surface and instruments located at fixed depths through the water column. The surface buoy provides a platform on which to secure surface instruments, allowing for the collection of data in the air and in the water, as well as an antenna to transmit data to shore via satellite. | 44.3811 | -124.956 | TRUE | FALSE |  |  | https://oceanobservatories.org/site/ce04ossm/
CE06ISSM | Washington Inshore Surface Mooring |  | Washington Inshore |  | A Surface Mooring is a type of mooring that contains a surface buoy floating on the sea surface and instruments located at fixed depths through the water column. The surface buoy provides a platform on which to secure surface instruments, allowing for the collection of data in the air and in the water, as well as an antenna to transmit data to shore via satellite. | 47.1336 | -124.272 | TRUE | FALSE |  |  | https://oceanobservatories.org/site/ce06issm/
CE06ISSP | Washington Inshore Surface Piercing Profiler Mooring |  | Washington Inshore |  | A Surface-Piercing Profiler Mooring is a mooring that contains a surface-piercing profiler. The surface-piercing profiler allows for the sampling of near surface phenomena as the profiler travels through the water then breaches the surface. While on the surface, the profiler is able to transmit data to shore. | 47.136 | -124.269 | TRUE | FALSE |  |  | https://oceanobservatories.org/site/ce06issp/
CE07SHSM | Washington Shelf Surface Mooring |  | Washington Shelf |  | A Surface Mooring is a type of mooring that contains a surface buoy floating on the sea surface and instruments located at fixed depths through the water column. The surface buoy provides a platform on which to secure surface instruments, allowing for the collection of data in the air and in the water, as well as an antenna to transmit data to shore via satellite. | 46.9859 | -124.566 | TRUE | FALSE |  |  | https://oceanobservatories.org/site/ce07shsm/
CE07SHSP | Washington Shelf Surface Piercing Profiler Mooring |  | Washington Shelf |  | A Surface-Piercing Profiler Mooring is a mooring that contains a surface-piercing profiler. The surface-piercing profiler allows for the sampling of near surface phenomena as the profiler travels through the water then breaches the surface. While on the surface, the profiler is able to transmit data to shore. | 46.9843 | -124.565 | TRUE | FALSE |  |  | https://oceanobservatories.org/site/ce07shsp/
CE09OSPM | Washington Offshore Profiler Mooring |  | Washington Offshore |  | Profiler Moorings are a type of mooring that contain instruments fixed to profilers that move up and down the water column. Profilers either track along the mooring riser (wire-following profilers), or are tethered to a mooring-mounted winch that pays out line allowing the profiler to move through the water (shallow profilers). Instruments may also be attached to the mooring riser or affixed to an underwater platform on these moorings. | 46.8517 | -124.982 | TRUE | FALSE |  |  | https://oceanobservatories.org/site/ce09ospm/
CE09OSSM | Washington Offshore Surface Mooring |  | Washington Offshore |  | A Surface Mooring is a type of mooring that contains a surface buoy floating on the sea surface and instruments located at fixed depths through the water column. The surface buoy provides a platform on which to secure surface instruments, allowing for the collection of data in the air and in the water, as well as an antenna to transmit data to shore via satellite. | 46.8508 | -124.972 | TRUE | FALSE |  |  | https://oceanobservatories.org/site/ce09ossm/

## Infrastructures
reference_designator | name | asset_type | lat | lon | type | wp_mapping
RS01SBPS-EOM_Anch | Shallow Profiler Anchor (PC01A) | anchor-icon | 44.5431 | -125.3891 | site_cluster | 518
RS01SBPS-MechAnch | Shallow Profiler Anchor (PC01A) | anchor-icon | 44.5156 | -125.3896 | site_cluster | 518
RS03AXPS-EOM_Anch | Shallow Profiler Anchor (PC03A) | anchor-icon | 45.8177 | -129.7535 | site_cluster | 518
RS03AXPS-MechAnch | Shallow Profiler Anchor (PC03A) | anchor-icon | 45.8434 | -129.753 | site_cluster | 518
CE04OSPS-EOM_Anch | Shallow Profiler Anchor (PC01B) | anchor-icon | 44.3691 | -124.9552 | site_cluster | 518
CE04OSPS-MechAnch | Shallow Profiler Anchor (PC01B) | anchor-icon | 44.3758 | -124.957 | site_cluster | 518
CE02SHBP-LJ01D | Benthic Experiment Package (LJ01D) | benthic-experiment-package | 44.6372 | -124.3059 | site_cluster | 3038
CE04OSBP-LJ01C | Benthic Experiment Package (LJ01C) | benthic-experiment-package | 44.3694 | -124.9536 | site_cluster | 3038
CE04OSPD-DP01B | Wire-Following Profiler (DP01B) | deep-profiler | 44.3683 | -124.9528 | site_cluster | 516
CE04OSPD-PD01B | Profiler Docking Station (PD01B) | deep-profiler | 44.3683 | -124.9528 | site_cluster | 516
RS01SBPD-DP01A | Wire-Following Profiler (DP01A) | deep-profiler | 44.5275 | -125.3806 | site_cluster | 516
RS01SBPD-PD01A | Profiler Docking Station (PD01A) | deep-profiler | 44.5275 | -125.3806 | site_cluster | 516
RS03AXPD-DP03A | Wire-Following Profiler (DP03A) | deep-profiler | 45.8297 | -129.7593 | site_cluster | 516
RS03AXPD-PD03A | Profiler Docking Station (PD03A) | deep-profiler | 45.8297 | -129.7593 | site_cluster | 516
RS01SLBS-LJ01A | Low-Power JBox (LJ01A) | low-power-jbox | 44.5152 | -125.3899 | site_cluster | 512
RS01SUM1-LJ01B | Low-Power JBox (LJ01B) | low-power-jbox | 44.5692 | -125.1481 | site_cluster | 512
RS03AXBS-LJ03A | Low-Power JBox (LJ03A) | low-power-jbox | 45.8168 | -129.7541 | site_cluster | 512
CE04OSBP-LV01C | Low-Voltage Node (LV01C) | low-voltage-node | 44.3693 | -124.9541 | site_cluster | 512
RS01SLBS-LV01A | Low-Voltage Node (LV01A) | low-voltage-node | 44.5152 | -125.39 | site_cluster | 512
RS01SUM1-LV01B | Low-Voltage Node (LV01B) | low-voltage-node | 44.5692 | -125.148 | site_cluster | 512
RS03AXPS-LV03A | Low-Voltage Node (LV03A) | low-voltage-node | 45.8168 | -129.7541 | site_cluster | 512
CE02SHBP-MJ01C | Medium-Power JBox (MJ01C) | medium-power-jbox | 44.6373 | -124.3056 | site_cluster | 512
RS01SLBS-MJ01A | Medium-Power JBox (MJ01A) | medium-power-jbox | 44.5097 | -125.4052 | site_cluster | 512
RS01SUM2-MJ01B | Medium-Power JBox (MJ01B) | medium-power-jbox | 44.5698 | -125.1468 | site_cluster | 512
RS03ASHS-MJ03B | Medium-Power JBox (MJ03B) | medium-power-jbox | 45.9337 | -130.0139 | site_cluster | 512
RS03AXBS-MJ03A | Medium-Power JBox (MJ03A) | medium-power-jbox | 45.8202 | -129.7365 | site_cluster | 512
RS03CCAL-MJ03F | Medium-Power JBox (MJ03F) | medium-power-jbox | 45.9548 | -130.0089 | site_cluster | 512
RS03ECAL-MJ03E | Medium-Power JBox (MJ03E) | medium-power-jbox | 45.9398 | -129.9742 | site_cluster | 512
RS03INT1-MJ03C | Medium-Power JBox (MJ03C) | medium-power-jbox | 45.9263 | -129.9789 | site_cluster | 512
RS03INT2-MJ03D | Medium-Power JBox (MJ03D) | medium-power-jbox | 45.9259 | -129.9777 | site_cluster | 512
CE02SHBP-PN01D | Primary Node (PN01D) | primary-node | 44.6914 | -124.457 | site_cluster | 509
CE04OSBP-PN01C | Primary Node (PN01C) | primary-node | 44.3636 | -124.962 | site_cluster | 509
RS01SHDR-PN01B | Primary Node (PN01B) | primary-node | 44.4814 | -125.1483 | site_cluster | 509
RS01SLBS-PN01A | Primary Node (PN01A) | primary-node | 44.5096 | -125.3982 | site_cluster | 509
RS03ASHS-PN03B | Primary Node (PN03B) | primary-node | 45.9413 | -129.9697 | site_cluster | 509
RS03AXBS-PN03A | Primary Node (PN03A) | primary-node | 45.8205 | -129.7432 | site_cluster | 509
RS05MDPL-PN05A | Primary Node (PN05A) | primary-node | 45.7556 | -127.2784 | site_cluster | 509
CE04OSPS-PC01B | 200m Platform (PC01B) | 200m-platform | 44.3742 | -124.9565 | site_cluster | 518
CE04OSPS-SC01B | Winch Controller (SC01B) | 200m-platform | 44.3742 | -124.9565 | site_cluster | 518
CE04OSPS-SF01B | Shallow Profiler (SF01B) | shallow-profiler | 44.3742 | -124.9565 | site_cluster | 518
RS01SBPS-PC01A | 200m Platform (PC01A) | 200m-platform | 44.529 | -125.3897 | site_cluster | 518
RS01SBPS-SC01A | Winch Controller (SC01A) | 200m-platform | 44.529 | -125.3897 | site_cluster | 518
RS01SBPS-SF01A | Shallow Profiler (SF01A) | shallow-profiler | 44.529 | -125.3897 | site_cluster | 518
RS03AXPS-PC03A | 200m Platform (PC03A) | 200m-platform | 45.8305 | -129.7533 | site_cluster | 518
RS03AXPS-SC03A | Winch Controller (SC03A) | 200m-platform | 45.8305 | -129.7533 | site_cluster | 518
RS03AXPS-SF03A | Shallow Profiler (SF03A) | shallow-profiler | 45.8305 | -129.7533 | site_cluster | 518
CE01ISSM-MFD35 | Seafloor Multi-Function Node (MFD35) | multi-function-node-BLK | 44.6598 | -124.095 | site_cluster
CE01ISSM-MFD37 | Seafloor Multi-Function Node (MFD37) | multi-function-node-BLK | 44.6598 | -124.095 | site_cluster
CE01ISSM-RID16 | Near Surface Instrument Frame (RID16) | near-surface-inst-frame | 44.6598 | -124.095 | site_cluster
CE01ISSM-SBD17 | Surface Buoy (SBD17) | inshore-surface-buoy | 44.6598 | -124.095 | site_cluster
CE01ISSP-SP001 | Surface Piercing Profiler (SP001) | surface-piercing-profiler | 44.662 | -124.096 | site_cluster
CE02SHSM-RID26 | Near Surface Instrument Frame (RID26) | near-surface-inst-frame | 44.6393 | -124.304 | site_cluster
CE02SHSM-RID27 | Near Surface Instrument Frame (RID27) | near-surface-inst-frame | 44.6393 | -124.304 | site_cluster
CE02SHSM-SBD12 | Surface Buoy (SBD12) | offshore-surface-shelf-buoy | 44.6393 | -124.304 | site_cluster
CE02SHSP-SP001 | Surface Piercing Profiler (SP001) | surface-piercing-profiler | 44.6372 | -124.299 | site_cluster
CE02SHSP-SP002 | Surface Piercing Profiler (SP002) | surface-piercing-profiler | 44.6372 | -124.299 | site_cluster
CE04OSSM-RID26 | Near Surface Instrument Frame (RID26) | near-surface-inst-frame | 44.3811 | -124.956 | site_cluster
CE04OSSM-RID27 | Near Surface Instrument Frame (RID27) | near-surface-inst-frame | 44.3811 | -124.956 | site_cluster
CE04OSSM-SBD12 | Surface Buoy (SBD12) | offshore-surface-shelf-buoy | 44.3811 | -124.956 | site_cluster
CE06ISSM-MFD35 | Seafloor Multi-Function Node (MFD35) | multi-function-node-BLK | 47.1336 | -124.272 | site_cluster
CE06ISSM-MFD37 | Seafloor Multi-Function Node (MFD37) | multi-function-node-BLK | 47.1336 | -124.272 | site_cluster
CE06ISSM-RID16 | Near Surface Instrument Frame (RID16) | near-surface-inst-frame | 47.1336 | -124.272 | site_cluster
CE06ISSM-SBD17 | Surface Buoy (SBD17) | inshore-surface-buoy | 47.1336 | -124.272 | site_cluster
CE06ISSP-SP001 | Surface Piercing Profiler (SP001) | surface-piercing-profiler | 47.136 | -124.269 | site_cluster
CE07SHSM-MFD35 | Seafloor Multi-Function Node (MFD35) | multi-function-node-BLK | 46.9859 | -124.566 | site_cluster
CE07SHSM-MFD37 | Seafloor Multi-Function Node (MFD37) | multi-function-node-BLK | 46.9859 | -124.566 | site_cluster
CE07SHSM-RID26 | Near Surface Instrument Frame (RID26) | near-surface-inst-frame | 46.9859 | -124.566 | site_cluster
CE07SHSM-RID27 | Near Surface Instrument Frame (RID27) | near-surface-inst-frame | 46.9859 | -124.566 | site_cluster
CE07SHSM-SBD12 | Surface Buoy (SBD12) | offshore-surface-shelf-buoy | 46.9859 | -124.566 | site_cluster
CE07SHSP-SP001 | Surface Piercing Profiler (SP001) | surface-piercing-profiler | 46.9843 | -124.565 | site_cluster
CE09OSPM-WFP01 | Wire-Following Profiler (WFP01) | deep-profiler | 46.8517 | -124.982 | site_cluster
CE09OSSM-MFD35 | Seafloor Multi-Function Node (MFD35) | multi-function-node-BLK | 46.8508 | -124.972 | site_cluster
CE09OSSM-MFD37 | Seafloor Multi-Function Node (MFD37) | multi-function-node-BLK | 46.8508 | -124.972 | site_cluster
CE09OSSM-RID26 | Near Surface Instrument Frame (RID26) | near-surface-inst-frame | 46.8508 | -124.972 | site_cluster
CE09OSSM-RID27 | Near Surface Instrument Frame (RID27) | near-surface-inst-frame | 46.8508 | -124.972 | site_cluster
CE09OSSM-SBD12 | Surface Buoy (SBD12) | offshore-surface-shelf-buoy | 46.8508 | -124.972 | site_cluster

## Instruments
reference_designator | instrument_name | formal_name | instrument_url | preferred_stream_method | preferred_stream | preferred_parameters | model | harvest_flag | multiple_streams | external_harvest | asset_type | description | last_deployment_number | last_deployment_timestamp | lat | lon | manufacturer | owner | uid | wp_mapping
CE02SHBP-LJ01D-05-ADCPTB104 | Velocity Profiler (300kHz) | Acoustic Doppler Current Profiler | /instruments/acoustic-doppler-current-profiler/ | streamed | adcp_velocity_beam |  | WorkHorse Monitor 300khz | FALSE | FALSE | FALSE | ADCP | ADCP Velocity Profiler (short range): ADCPT Series B | 6 | 1561260960000 | 44.6371 | -124.3059 | Teledyne RDI |  | ATOSU-69826-00001 | 6223
CE02SHBP-LJ01D-06-CTDBPN106 | CTD-O | Conductivity-Temperature-Depth | /instruments/ctd-conductivity-temperature-depth/ | streamed | ctdbp_no_sample | time,density,practical_salinity,dissolved_oxygen,seawater_temperature,ctdbp_no_seawater_pressure,ctdbp_no_seawater_conductivity | SBE 16plusV2 | TRUE | FALSE | FALSE | CTDO | CTD Pumped: CTDBP Series N | 6 | 1561260960000 | 44.6371 | -124.3059 | Sea-Bird Electronics |  | ATOSU-69827-00002 | 3403
CE02SHBP-LJ01D-06-DOSTAD106 | Dissolved Oxygen | Dissolved Oxygen | /instruments/dissolved-oxygen/ | streamed | do_stable_sample | time,dissolved_oxygen | Optode 4831 | TRUE | FALSE | FALSE | dissolved-oxygen | Dissolved Oxygen Stable Response: DOSTA Series D | 6 | 1561260960000 | 44.6371 | -124.3059 | Aanderaa |  | ATOSU-58320-00019 | 844
CE02SHBP-LJ01D-07-VEL3DC108 | 3-D Single Point Velocity Meter | Current Meter | /instruments/current-meter/ | streamed | vel3d_cd_velocity_data |  | VECTOR | FALSE | FALSE | FALSE | current-meter | 3-D Single Point Velocity Meter: VEL3D Series C | 6 | 1561260960000 | 44.6371 | -124.3059 | Nortek |  | ATOSU-69829-00001 | 6098
CE02SHBP-LJ01D-08-OPTAAD106 | Spectrophotometer | Optical Attenuation and Absorption | /instruments/optical-attenuation/ | streamed | optaa_sample |  | AC-S | FALSE | FALSE | FALSE | spectrophotometer | Spectrophotometer: OPTAA Series D | 6 | 1561260960000 | 44.6371 | -124.3059 | WET Labs |  | ATOSU-58332-00007 | 832
CE02SHBP-LJ01D-09-PCO2WB103 | pCO2 | Carbon Dioxide Sensor | /instruments/carbon-dioxide/ | streamed | pco2w_b_sami_data_record | time,pco2_seawater | SAMI-pCO2 | TRUE | FALSE | FALSE | CO2 | pCO2 Water: PCO2W Series B | 6 | 1561260960000 | 44.6371 | -124.3059 | Sunburst Sensors |  | ATOSU-70570-00004 | 848
CE02SHBP-LJ01D-10-PHSEND103 | pH | pH Sensor | /instruments/ph/ | streamed | phsen_data_record | time,ph_seawater | SAMI-pH | TRUE | FALSE | FALSE | pH | Seawater pH: PHSEN Series D | 6 | 1561260960000 | 44.6371 | -124.3059 | Sunburst Sensors |  | ATOSU-70571-00004 | 847
CE02SHBP-LJ01D-11-HYDBBA106 | Broadband Acoustic Receiver (Hydrophone) | Broadband Hydrophone | /instruments/broadband-hydrophone/ |  |  |  | icListen HF | FALSE | FALSE | FALSE | hydrophone | Broadband Acoustic Receiver (Hydrophone): HYDBB Series A | 6 | 1561260960000 | 44.637 | -124.3059 | Ocean Sonics |  | ATOSU-58324-00012 | 869
CE02SHBP-MJ01C-07-ZPLSCB101 | Bio-acoustic Sonar (Coastal) | Bio-Acoustic Sonar | /instruments/bio-acoustic-sonar/ | streamed | zplsc_echogram_data |  | Modified EK-60 | FALSE | FALSE | TRUE | bio-acoustic-sonar | Bio-acoustic Sonar: ZPLSC Series B | 5 | 1561265760000 | 44.6374 | -124.3055 | Kongsberg Underwater Technology Inc |  | ATOSU-63259-00001 | 9396
CE02SHBP-MJ01C-08-CAMDSB107 | Digital Still Camera | Digitial Still Camera | /instruments/digital-still-camera/ |  |  |  | Custom Digital Still Camera Assembly | FALSE | FALSE | FALSE | digital-still-camera | Underwater Digital Still Camera: CAMDS Series B | 6 | 1561265760000 | 44.6373 | -124.3055 | Kongsberg Underwater Technology Inc | University of Washington | ATAPL-58317-00002 | 843
CE04OSBP-LJ01C-05-ADCPSI103 | Velocity Profiler (75 kHz) | Acoustic Doppler Current Profiler | /instruments/acoustic-doppler-current-profiler/ | streamed | adcp_velocity_beam |  | WorkHorse LongRanger Monitor 75khz | FALSE | FALSE | FALSE | ADCP | ADCP Velocity Profiler (long range): ADCPS Series K | 6 | 1561330320000 | 44.3695 | -124.9537 | Teledyne RDI | University of Washington | ATAPL-58419-00002 | 6223
CE04OSBP-LJ01C-06-CTDBPO108 | CTD-O | Conductivity-Temperature-Depth | /instruments/ctd-conductivity-temperature-depth/ | streamed | ctdbp_no_sample | time,density,practical_salinity,dissolved_oxygen,seawater_temperature,ctdbp_no_seawater_pressure,ctdbp_no_seawater_conductivity | SBE 16plusV2 | TRUE | FALSE | FALSE | CTDO | CTD Pumped: CTDBP Series O | 6 | 1561330320000 | 44.3695 | -124.9537 | Sea-Bird Electronics |  | ATOSU-69828-00002 | 3403
CE04OSBP-LJ01C-06-DOSTAD108 | Dissolved Oxygen | Dissolved Oxygen | /instruments/dissolved-oxygen/ | streamed | do_stable_sample | time,dissolved_oxygen | Optode 4831 | TRUE | FALSE | FALSE | dissolved-oxygen | Dissolved Oxygen Stable Response: DOSTA Series D | 6 | 1561330320000 | 44.3695 | -124.9537 | Aanderaa |  | ATOSU-58320-00022 | 844
CE04OSBP-LJ01C-07-VEL3DC107 | 3-D Single Point Velocity Meter | Current Meter | /instruments/current-meter/ | streamed | vel3d_cd_velocity_data |  | VECTOR | FALSE | FALSE | FALSE | current-meter | 3-D Single Point Velocity Meter: VEL3D Series C | 6 | 1561330320000 | 44.3695 | -124.9537 | Nortek |  | ATOSU-69829-00002 | 6098
CE04OSBP-LJ01C-08-OPTAAC104 | Spectrophotometer | Optical Attenuation and Absorption | /instruments/optical-attenuation/ | streamed | optaa_sample |  | AC-S Deep | FALSE | FALSE | FALSE | spectrophotometer | Spectrophotometer: OPTAA Series C | 6 | 1561330320000 | 44.3695 | -124.9537 | WET Labs |  | ATOSU-69943-00011 | 832
CE04OSBP-LJ01C-09-PCO2WB104 | pCO2 | Carbon Dioxide Sensor | /instruments/carbon-dioxide/ | streamed | pco2w_b_sami_data_record | time,pco2_seawater | SAMI-pCO2 | TRUE | FALSE | FALSE | CO2 | pCO2 Water: PCO2W Series B | 6 | 1561330320000 | 44.3695 | -124.9537 | Sunburst Sensors |  | ATOSU-70570-00003 | 848
CE04OSBP-LJ01C-10-PHSEND107 | pH | pH Sensor | /instruments/ph/ | streamed | phsen_data_record | time,ph_seawater | SAMI-pH | TRUE | FALSE | FALSE | pH | Seawater pH: PHSEN Series D | 6 | 1561330320000 | 44.3695 | -124.9537 | Sunburst Sensors |  | ATOSU-70571-00003 | 847
CE04OSBP-LJ01C-11-HYDBBA105 | Broadband Acoustic Receiver (Hydrophone) | Broadband Hydrophone | /instruments/broadband-hydrophone/ |  |  |  | icListen HF | FALSE | FALSE | FALSE | hydrophone | Broadband Acoustic Receiver (Hydrophone): HYDBB Series A | 6 | 1561330320000 | 44.3695 | -124.9537 | Ocean Sonics |  | ATOSU-58324-00013 | 869
CE04OSBP-LV01C-06-CAMDSB106 | Digital Still Camera | Digitial Still Camera | /instruments/digital-still-camera/ |  |  |  | Custom Digital Still Camera Assembly | FALSE | FALSE | FALSE | digital-still-camera | Underwater Digital Still Camera: CAMDS Series C | 6 | 1561328520000 | 44.3693 | -124.9541 | Kongsberg Underwater Technology Inc |  | ATOSU-58317-00007 | 843
CE04OSPD-DP01B-01-CTDPFL105 | CTD | Conductivity-Temperature-Depth | /instruments/ctd-conductivity-temperature-depth/ | recovered_inst | dpc_ctd_instrument_recovered | time,density,pressure,temp,practical_salinity,dpc_ctd_seawater_conductivity | SBE 52MP | TRUE | FALSE | FALSE | CTD | CTD Profiler: CTDPF Series L | 6 | 1562637726000 | 44.3683 | -124.9528 | Sea-Bird Electronics | University of Washington | ATAPL-67977-00002 | 3403
CE04OSPD-DP01B-02-VEL3DA105 | 3-D Single Point Velocity Meter | Current Meter | /instruments/current-meter/ | recovered_inst | dpc_acm_instrument_recovered |  | ACM-3D-MP | FALSE | FALSE | FALSE | current-meter | 3-D Single Point Velocity Meter: VEL3D Series A | 6 | 1562637726000 | 44.3683 | -124.9528 | Falmouth Scientific | University of Washington | ATAPL-58346-00002 | 6098
CE04OSPD-DP01B-03-FLCDRA103 | CDOM Fluorometer | Fluorometer (CDOM) | /instruments/fluorometer/ | recovered_inst | dpc_flcdrtd_instrument_recovered | time,flcdr_x_mmp_cds_fluorometric_cdom | FLCDRTD (CDOM) | TRUE | FALSE | FALSE | fluorometer | CDOM Fluorometer: FLCDR Series A | 6 | 1562637726000 | 44.3683 | -124.9528 | WET Labs | University of Washington | ATAPL-70111-00004 | 841
CE04OSPD-DP01B-04-FLNTUA103 | 2-Wavelength Fluorometer | Fluorometer | /instruments/fluorometer/ | recovered_inst | dpc_flnturtd_instrument_recovered | time,flntu_x_mmp_cds_fluorometric_chlorophyll_a,flntu_x_mmp_cds_total_volume_scattering_coefficient,flntu_x_mmp_cds_bback_total | FLNTURTD (chlorophyll and backscatter) | TRUE | FALSE | FALSE | fluorometer | 2-Wavelength Fluorometer: FLNTU Series A | 6 | 1562637726000 | 44.3683 | -124.9528 | WET Labs | University of Washington | ATAPL-70110-00004 | 841
CE04OSPD-DP01B-06-DOSTAD105 | Dissolved Oxygen | Dissolved Oxygen | /instruments/dissolved-oxygen/ | recovered_inst | dpc_optode_instrument_recovered | time,dissolved_oxygen | Optode 4831 | TRUE | FALSE | FALSE | dissolved-oxygen | Dissolved Oxygen Stable Response: DOSTA Series D | 6 | 1562637726000 | 44.3683 | -124.9528 | Aanderaa | University of Washington | ATAPL-58320-00016 | 844
CE04OSPS-PC01B-05-ZPLSCB102 | Bio-acoustic Sonar (Coastal) | Bio-Acoustic Sonar | /instruments/bio-acoustic-sonar/ | streamed | zplsc_echogram_data |  | Modified EK-60 | FALSE | FALSE | TRUE | bio-acoustic-sonar | Bio-acoustic Sonar: ZPLSC Series B | 6 | 1560530520000 | 44.3742 | -124.9565 | Kongsberg Underwater Technology Inc |  | ATOSU-63259-00002 | 9396
CE04OSPS-PC01B-4A-CTDPFA109 | CTD-O | Conductivity-Temperature-Depth | /instruments/ctd-conductivity-temperature-depth/ | streamed | ctdpf_optode_sample | time,density,practical_salinity,dissolved_oxygen,seawater_temperature,seawater_pressure,seawater_conductivity | SBE 16plusV2 | TRUE | FALSE | FALSE | CTDO | CTD Profiler: CTDPF Series A | 6 | 1560530520000 | 44.3742 | -124.9565 | Sea-Bird Electronics |  | ATOSU-66662-00014 | 3403
CE04OSPS-PC01B-4A-DOSTAD109 | Dissolved Oxygen | Dissolved Oxygen | /instruments/dissolved-oxygen/ | streamed | do_stable_sample | time,dissolved_oxygen | Optode 4831 | TRUE | FALSE | FALSE | dissolved-oxygen | Dissolved Oxygen Stable Response: DOSTA Series D | 6 | 1560530520000 | 44.3742 | -124.9565 | Aanderaa |  | ATOSU-58320-00017 | 844
CE04OSPS-PC01B-4B-PHSENA106 | pH | pH Sensor | /instruments/ph/ | streamed | phsen_data_record | time,ph_seawater | SAMI-pH | TRUE | FALSE | FALSE | pH | Seawater pH: PHSEN Series A | 6 | 1560530520000 | 44.3742 | -124.9565 | Sunburst Sensors | University of Washington | ATAPL-58337-00003 | 847
CE04OSPS-PC01B-4D-PCO2WA105 | pCO2 | Carbon Dioxide Sensor | /instruments/carbon-dioxide/ | streamed | pco2w_a_sami_data_record | time,pco2_seawater | SAMI-pCO2 | TRUE | FALSE | FALSE | CO2 | pCO2 Water: PCO2W Series A | 6 | 1560530520000 | 44.3742 | -124.9565 | Sunburst Sensors | University of Washington | ATAPL-58336-00002 | 848
CE04OSPS-SF01B-2A-CTDPFA107 | CTD-O | Conductivity-Temperature-Depth | /instruments/ctd-conductivity-temperature-depth/ | streamed | ctdpf_sbe43_sample | time,density,practical_salinity,seawater_temperature,seawater_pressure,seawater_conductivity,corrected_dissolved_oxygen | SBE 16plusV2 | TRUE | FALSE | FALSE | CTDO | CTD Profiler: CTDPF Series A | 6 | 1560530520000 | 44.3742 | -124.9565 | Sea-Bird Electronics |  | ATOSU-66662-00013 | 3403
CE04OSPS-SF01B-2B-PHSENA108 | pH | pH Sensor | /instruments/ph/ | streamed | phsen_data_record | time,ph_seawater | SAMI-pH | TRUE | FALSE | FALSE | pH | Seawater pH: PHSEN Series A | 6 | 1560530520000 | 44.3742 | -124.9565 | Sunburst Sensors |  | ATOSU-58337-00011 | 847
CE04OSPS-SF01B-3A-FLORTD104 | 3-Wavelength Fluorometer | Fluorometer (CDOM) | /instruments/fluorometer/ | streamed | flort_d_data_record | time,fluorometric_chlorophyll_a,fluorometric_cdom,total_volume_scattering_coefficient,optical_backscatter | ECO Triplet-w | TRUE | FALSE | FALSE | fluorometer | 3-Wavelength Fluorometer: FLORT Series D | 6 | 1560530520000 | 44.3742 | -124.9565 | WET Labs |  | ATOSU-58322-00013 | 841
CE04OSPS-SF01B-3B-OPTAAD105 | Spectrophotometer | Optical Attenuation and Absorption | /instruments/optical-attenuation/ | streamed | optaa_sample |  | AC-S | FALSE | FALSE | FALSE | spectrophotometer | Spectrophotometer: OPTAA Series D | 6 | 1560530520000 | 44.3742 | -124.9565 | WET Labs |  | ATOSU-58332-00008 | 832
CE04OSPS-SF01B-3C-PARADA102 | Photosynthetically Available Radiation | Photosynthetically Available Radiation (PAR) Sensor | /instruments/photosynthetically-active-radiation/ | streamed | parad_sa_sample | time,par_counts_output | digital PAR | TRUE | FALSE | FALSE | PAR | Photosynthetically Available Radiation: PARAD Series A | 6 | 1560530520000 | 44.3742 | -124.9565 | Satlantic | University of Washington | ATAPL-66645-00004 | 831
CE04OSPS-SF01B-3D-SPKIRA102 | Spectral Irradiance | Spectral Irradiance Sensor | /instruments/spectral-irradiance-sensor/ | streamed | spkir_data_record |  | OCR507 ICSW | FALSE | FALSE | FALSE | spectral-irradiance | Spectral Irradiance: SPKIR Series A | 6 | 1560530520000 | 44.3742 | -124.9565 | Satlantic |  | ATOSU-58341-00008 | 830
CE04OSPS-SF01B-4A-NUTNRA102 | Nitrate | Nitrate Sensor | /instruments/nitrate-sensor/ | streamed | nutnr_a_sample | time,salinity_corrected_nitrate,nitrate_concentration | Deep SUNA | TRUE | FALSE | FALSE | nitrate | Nitrate: NUTNR Series A | 6 | 1560530520000 | 44.3742 | -124.9565 | Satlantic |  | ATOSU-68020-00008 | 833
CE04OSPS-SF01B-4B-VELPTD106 | Single Point Velocity Meter | Current Meter | /instruments/current-meter/ | streamed | velpt_velocity_data |  | Aquadopp | FALSE | FALSE | FALSE | current-meter | Single Point Velocity Meter: VELPT Series D | 6 | 1560530520000 | 44.3742 | -124.9565 | Nortek |  | ATOSU-70114-10008 | 6098
CE04OSPS-SF01B-4F-PCO2WA102 | pCO2 | Carbon Dioxide Sensor | /instruments/carbon-dioxide/ | streamed | pco2w_a_sami_data_record | time,pco2_seawater | SAMI-pCO2 | TRUE | FALSE | FALSE | CO2 | pCO2 Water: PCO2W Series A | 6 | 1560530520000 | 44.3742 | -124.9565 | Sunburst Sensors |  | ATOSU-58336-00005 | 848
RS01SBPD-DP01A-01-CTDPFL104 | CTD | Conductivity-Temperature-Depth | /instruments/ctd-conductivity-temperature-depth/ | recovered_inst | dpc_ctd_instrument_recovered | time,density,pressure,temp,practical_salinity,dpc_ctd_seawater_conductivity | SBE 52MP | TRUE | FALSE | FALSE | CTD | CTD Profiler: CTDPF Series L | 5 | 1562099400000 | 44.5276 | -125.3808 | Sea-Bird Electronics | University of Washington | ATOSU-67977-00006 | 3403
RS01SBPD-DP01A-02-VEL3DA103 | 3-D Single Point Velocity Meter | Current Meter | /instruments/current-meter/ | recovered_inst | dpc_acm_instrument_recovered |  | ACM-3D-MP | FALSE | FALSE | FALSE | current-meter | 3-D Single Point Velocity Meter: VEL3D Series A | 5 | 1562099400000 | 44.5276 | -125.3808 | Falmouth Scientific | University of Washington | ATAPL-58346-00006 | 6098
RS01SBPD-DP01A-03-FLCDRA102 | CDOM Fluorometer | Fluorometer (CDOM) | /instruments/fluorometer/ | recovered_inst | dpc_flcdrtd_instrument_recovered | time,flcdr_x_mmp_cds_fluorometric_cdom | FLCDRTD (CDOM) | TRUE | FALSE | FALSE | fluorometer | Wetlabs FLCDRTD with Impulse MCBH(WB)-6-MP-Ti connector | 5 | 1562099400000 | 44.5276 | -125.3808 | WET Labs | University of Washington | ATAPL-70111-00005 | 841
RS01SBPD-DP01A-04-FLNTUA102 | 2-Wavelength Fluorometer | Fluorometer | /instruments/fluorometer/ | recovered_inst | dpc_flnturtd_instrument_recovered | time,flntu_x_mmp_cds_fluorometric_chlorophyll_a,flntu_x_mmp_cds_total_volume_scattering_coefficient,flntu_x_mmp_cds_bback_total | FLNTURTD (chlorophyll and backscatter) | TRUE | FALSE | FALSE | fluorometer | 2-Wavelength Fluorometer: FLNTU Series A | 5 | 1562099400000 | 44.5276 | -125.3808 | WET Labs | University of Washington | ATOSU-70110-00006 | 841
RS01SBPD-DP01A-06-DOSTAD104 | Dissolved Oxygen | Dissolved Oxygen | /instruments/dissolved-oxygen/ | recovered_inst | dpc_optode_instrument_recovered | time,dissolved_oxygen | Optode 4831 | TRUE | FALSE | FALSE | dissolved-oxygen | Dissolved Oxygen Stable Response: DOSTA Series D | 5 | 1562099400000 | 44.5276 | -125.3808 | Aanderaa |  | ATOSU-58320-00018 | 844
RS01SBPS-PC01A-05-ADCPTD102 | Velocity Profiler (150kHz) | Acoustic Doppler Current Profiler | /instruments/acoustic-doppler-current-profiler/ | streamed | adcp_velocity_beam |  | Workhorse Quartermaster Monitor 150kHz | FALSE | FALSE | FALSE | ADCP | ADCP Velocity Profiler (short range): ADCPT Series D | 6 | 1560552480000 | 44.529 | -125.3897 | Teledyne RDI | University of Washington | ATAPL-58315-00004 | 6223
RS01SBPS-PC01A-06-VADCPA101 | 5-Beam Velocity Profiler (600 kHz) | Acoustic Doppler Current Profiler | /instruments/acoustic-doppler-current-profiler/ | streamed | vadcp_velocity_beam_5 |  | Workhorse custom 600 kHz 5 Beam | FALSE | TRUE | FALSE | ADCP | ADCP 5-Beam, 600 kHz Acoustic Doppler Current Profiler: VADCP Series A | 6 | 1560552480000 | 44.529 | -125.3897 | Teledyne RDI | University of Washington | ATAPL-58345-00004 | 6223
RS01SBPS-PC01A-07-CAMDSC102 | Digital Still Camera | Digitial Still Camera | /instruments/digital-still-camera/ |  |  |  | Custom Digital Still Camera Assembly | FALSE | FALSE | FALSE | digital-still-camera | Underwater Digital Camera | 6 | 1560552480000 | 44.529 | -125.3897 | SubC | University of Washington | ATAPL-78437-00004 | 843
RS01SBPS-PC01A-08-HYDBBA103 | Broadband Acoustic Receiver (Hydrophone) | Broadband Hydrophone | /instruments/broadband-hydrophone/ |  |  |  | icListen HF | FALSE | FALSE | FALSE | hydrophone | Broadband Acoustic Receiver (Hydrophone): HYDBB Series A | 6 | 1560552480000 | 44.529 | -125.3897 | Ocean Sonics | University of Washington | ATAPL-58324-00007 | 869
RS01SBPS-PC01A-4A-CTDPFA103 | CTD-O | Conductivity-Temperature-Depth | /instruments/ctd-conductivity-temperature-depth/ | streamed | ctdpf_optode_sample | time,density,practical_salinity,dissolved_oxygen,seawater_temperature,seawater_pressure,seawater_conductivity | SBE 16plusV2 | TRUE | FALSE | FALSE | CTDO | CTD Profiler: CTDPF Series A | 6 | 1560552480000 | 44.529 | -125.3897 | Sea-Bird Electronics | University of Washington | ATAPL-66662-00009 | 3403
RS01SBPS-PC01A-4A-DOSTAD103 | Dissolved Oxygen | Dissolved Oxygen | /instruments/dissolved-oxygen/ | streamed | do_stable_sample | time,dissolved_oxygen | Optode 4831 | TRUE | FALSE | FALSE | dissolved-oxygen | Dissolved Oxygen Stable Response: DOSTA Series D | 6 | 1560552480000 | 44.529 | -125.3897 | Aanderaa | University of Washington | ATAPL-58320-00011 | 844
RS01SBPS-PC01A-4B-PHSENA102 | pH | pH Sensor | /instruments/ph/ | streamed | phsen_data_record | time,ph_seawater | SAMI-pH | TRUE | FALSE | FALSE | pH | Seawater pH: PHSEN Series A | 6 | 1560552480000 | 44.529 | -125.3897 | Sunburst Sensors | University of Washington | ATAPL-58337-00010 | 847
RS01SBPS-PC01A-4C-FLORDD103 | 3-Wavelength Fluorometer | Fluorometer (CDOM) | /instruments/fluorometer/ | streamed | flort_d_data_record | time,fluorometric_chlorophyll_a,fluorometric_cdom,total_volume_scattering_coefficient,optical_backscatter | ECO Triplet-w | TRUE | FALSE | FALSE | fluorometer | 3-Wavelength Fluorometer: FLORT Series D | 6 | 1560552480000 | 44.529 | -125.3897 | WET Labs | University of Washington | ATAPL-58322-00002 | 841
RS01SBPS-SF01A-2A-CTDPFA102 | CTD-O | Conductivity-Temperature-Depth | /instruments/ctd-conductivity-temperature-depth/ | streamed | ctdpf_sbe43_sample | time,density,practical_salinity,seawater_temperature,seawater_pressure,seawater_conductivity,corrected_dissolved_oxygen | SBE 16plusV2 | TRUE | FALSE | FALSE | CTDO | CTD Profiler: CTDPF Series A | 7 | 1560552480000 | 44.529 | -125.3897 | Sea-Bird Electronics | University of Washington | ATAPL-66662-00008 | 3403
RS01SBPS-SF01A-2D-PHSENA101 | pH | pH Sensor | /instruments/ph/ | streamed | phsen_data_record | time,ph_seawater | SAMI-pH | TRUE | FALSE | FALSE | pH | Seawater pH: PHSEN Series A | 7 | 1560552480000 | 44.529 | -125.3897 | Sunburst Sensors | University of Washington | ATAPL-58337-00006 | 847
RS01SBPS-SF01A-3A-FLORTD101 | 3-Wavelength Fluorometer | Fluorometer (CDOM) | /instruments/fluorometer/ | streamed | flort_d_data_record | time,fluorometric_chlorophyll_a,fluorometric_cdom,total_volume_scattering_coefficient,optical_backscatter | ECO Triplet-w | TRUE | FALSE | FALSE | fluorometer | 3-Wavelength Fluorometer: FLORT Series D | 7 | 1560552480000 | 44.529 | -125.3897 | WET Labs | University of Washington | ATAPL-58322-00009 | 841
RS01SBPS-SF01A-3B-OPTAAD101 | Spectrophotometer | Optical Attenuation and Absorption | /instruments/optical-attenuation/ | streamed | optaa_sample |  | AC-S | FALSE | FALSE | FALSE | spectrophotometer | Spectrophotometer: OPTAA Series D | 7 | 1560552480000 | 44.529 | -125.3897 | WET Labs | University of Washington | ATAPL-58332-00004 | 832
RS01SBPS-SF01A-3C-PARADA101 | Photosynthetically Available Radiation | Photosynthetically Available Radiation (PAR) Sensor | /instruments/photosynthetically-active-radiation/ | streamed | parad_sa_sample | time,par_counts_output | digital PAR | TRUE | FALSE | FALSE | PAR | Photosynthetically Available Radiation: PARAD Series A | 7 | 1560552480000 | 44.529 | -125.3897 | Satlantic | University of Washington | ATAPL-66645-00006 | 831
RS01SBPS-SF01A-3D-SPKIRA101 | Spectral Irradiance | Spectral Irradiance Sensor | /instruments/spectral-irradiance-sensor/ | streamed | spkir_data_record |  | OCR507 ICSW | FALSE | FALSE | FALSE | spectral-irradiance | Spectral Irradiance: SPKIR Series A | 7 | 1560552480000 | 44.529 | -125.3897 | Satlantic | University of Washington | ATAPL-58341-00006 | 830
RS01SBPS-SF01A-4A-NUTNRA101 | Nitrate | Nitrate Sensor | /instruments/nitrate-sensor/ | streamed | nutnr_a_sample | time,salinity_corrected_nitrate,nitrate_concentration | Deep SUNA | TRUE | FALSE | FALSE | nitrate | Nitrate: NUTNR Series A | 7 | 1560552480000 | 44.529 | -125.3897 | Satlantic | University of Washington | ATAPL-68020-00006 | 833
RS01SBPS-SF01A-4B-VELPTD102 | Single Point Velocity Meter | Current Meter | /instruments/current-meter/ | streamed | velpt_velocity_data |  | Aquadopp | FALSE | FALSE | FALSE | current-meter | Single Point Velocity Meter: VELPT Series D | 7 | 1560552480000 | 44.529 | -125.3897 | Nortek | University of Washington | ATAPL-70114-00006 | 6098
RS01SBPS-SF01A-4F-PCO2WA101 | pCO2 | Carbon Dioxide Sensor | /instruments/carbon-dioxide/ | streamed | pco2w_a_sami_data_record | time,pco2_seawater | SAMI-pCO2 | TRUE | FALSE | FALSE | CO2 | pCO2 Water: PCO2W Series A | 7 | 1560552480000 | 44.529 | -125.3897 | Sunburst Sensors | University of Washington | ATAPL-58336-00003 | 848
RS01SLBS-LJ01A-05-HPIESA101 | Horizontal Electric Field, Pressure and Inverted Echo Sounder | HPIES Instruments | /instruments/hpies/ | streamed | horizontal_electric_field |  | cabled HPIES | FALSE | TRUE | FALSE | hpies | Horizontal Electric Field, Pressure and Inverted Echo Sounder: HPIES Series A | 5 | 1560987720000 | 44.5223 | -125.3804 | APL | University of Washington | ATAPL-58323-00002 | 864
RS01SLBS-LJ01A-09-HYDBBA102 | Broadband Acoustic Receiver (Hydrophone) | Broadband Hydrophone | /instruments/broadband-hydrophone/ |  |  |  | icListen HF | FALSE | FALSE | FALSE | hydrophone | Broadband Acoustic Receiver (Hydrophone): HYDBB Series A | 4 | 1501354800000 | 44.5152 | -125.3899 | Ocean Sonics | University of Washington | ATAPL-58324-00010 | 869
RS01SLBS-LJ01A-10-ADCPTE101 | Velocity Profiler (150kHz) | Acoustic Doppler Current Profiler | /instruments/acoustic-doppler-current-profiler/ | streamed | adcp_velocity_beam |  | Workhorse Quartermaster Monitor 150kHz | FALSE | FALSE | FALSE | ADCP | ADCP Velocity Profiler (short range): ADCPT Series E | 4 | 1501354800000 | 44.5152 | -125.3899 | Teledyne RDI | University of Washington | ATAPL-68073-00004 | 6223
RS01SLBS-LJ01A-11-OPTAAC103 | Spectrophotometer | Optical Attenuation and Absorption | /instruments/optical-attenuation/ | streamed | optaa_sample |  | AC-S Deep | FALSE | FALSE | FALSE | spectrophotometer | Spectrophotometer: OPTAA Series C | 6 | 1560987720000 | 44.5152 | -125.3898 | WET Labs | University of Washington | ATAPL-69943-00009 | 832
RS01SLBS-LJ01A-12-CTDPFB101 | CTD-O | Conductivity-Temperature-Depth | /instruments/ctd-conductivity-temperature-depth/ | streamed | ctdpf_optode_sample | time,density,practical_salinity,dissolved_oxygen,seawater_temperature,seawater_pressure,seawater_conductivity | SBE 16plusV2 | TRUE | FALSE | FALSE | CTDO | CTD Profiler: CTDPF Series B | 6 | 1560987720000 | 44.5152 | -125.3898 | Sea-Bird Electronics | University of Washington | ATAPL-67627-00005 | 3403
RS01SLBS-LJ01A-12-DOSTAD101 | Dissolved Oxygen | Dissolved Oxygen | /instruments/dissolved-oxygen/ | streamed | do_stable_sample | time,dissolved_oxygen | Optode 4831 | TRUE | FALSE | FALSE | dissolved-oxygen | Dissolved Oxygen Stable Response: DOSTA Series D | 6 | 1560987720000 | 44.5152 | -125.3898 | Aanderaa | University of Washington | ATAPL-58320-00014 | 844
RS01SLBS-MJ01A-05-HYDLFA101 | Low Frequency Acoustic Receiver (Hydrophone) | Low Frequency Hydrophone | /instruments/low-frequency-hydrophone/ |  |  |  | 90-U | FALSE | FALSE | FALSE | hydrophone | Low Frequency Broadband Acoustic Receiver (Hydrophone): HYDLF Series A | 1 | 1375942135000 | 44.5098 | -125.4053 | HTI | University of Washington | ATAPL-58693-00005 | 835
RS01SLBS-MJ01A-05-OBSBBA102 | Broadband Ocean Bottom Seismometer | Broadband Ocean Bottom Seismometer | /instruments/broadband-ocean-bottom-seismometer/ |  |  |  | CMG-1T/5T | FALSE | FALSE | FALSE | broadband-seismometer | Broadband Ocean Bottom Seismometer: OBSBB Series A | 1 | 1375942135000 | 44.5098 | -125.4053 | Guralp | University of Washington | ATAPL-58328-00005 | 6236
RS01SLBS-MJ01A-06-PRESTA101 | Tidal Seafloor Pressure | Pressure at the Seafloor | /instruments/pressure-at-the-seafloor/ | streamed | prest_real_time |  | SBE 54 | FALSE | FALSE | FALSE | seafloor-pressure | Tidal Seafloor Pressure (Tsunameter 6,000 psia): PREST Series A | 2 | 1530007200000 | 44.5097 | -125.4053 | Sea-Bird Electronics | University of Washington | ATAPL-67639-00005 | 837
RS01SLBS-MJ01A-12-VEL3DB101 | 3-D Single Point Velocity Meter | Current Meter | /instruments/current-meter/ | streamed | vel3d_b_sample |  | MAVS-4 | FALSE | FALSE | FALSE | current-meter | 3-D Single Point Velocity Meter: VEL3D Series B | 2 | 1468740600000 | 44.5097 | -125.4053 | Nobska | University of Washington | ATAPL-67979-00007 | 6098
RS01SUM1-LJ01B-05-HYDLFA104 | Low Frequency Acoustic Receiver (Hydrophone) | Low Frequency Hydrophone | /instruments/low-frequency-hydrophone/ |  |  |  | 90-U | FALSE | FALSE | FALSE | hydrophone | Low Frequency Broadband Acoustic Receiver (Hydrophone): HYDLF Series A | 1 | 1375837860000 | 44.5692 | -125.1479 | HTI | University of Washington | ATAPL-58693-00004 | 835
RS01SUM1-LJ01B-05-OBSBBA101 | Broadband Ocean Bottom Seismometer | Broadband Ocean Bottom Seismometer | /instruments/broadband-ocean-bottom-seismometer/ |  |  |  | CMG-1T/5T | FALSE | FALSE | FALSE | broadband-seismometer | Broadband Ocean Bottom Seismometer: OBSBB Series A | 1 | 1375837860000 | 44.5692 | -125.1479 | Guralp | University of Washington | ATAPL-58328-00004 | 6236
RS01SUM1-LJ01B-06-OBSSPA103 | Short-Period Ocean Bottom Seismometer | Short Period Seismometer | /instruments/short-period-seismometer/ |  |  |  | CMG-6TF | FALSE | FALSE | FALSE | short-period-seismometer | Short-Period Ocean Bottom Seismometer 1 to 100Hz: OBSSP Series A | 2 | 1561500840000 | 44.5674 | -125.1442 | Guralp | University of Washington | ATAPL-58331-00011 | 838
RS01SUM1-LJ01B-07-OBSSPA102 | Short-Period Ocean Bottom Seismometer | Short Period Seismometer | /instruments/short-period-seismometer/ |  |  |  | CMG-6TF | FALSE | FALSE | FALSE | short-period-seismometer | Short-Period Ocean Bottom Seismometer 1 to 100Hz: OBSSP Series A | 1 | 1409584620000 | 44.5732 | -125.1439 | Guralp | University of Washington | ATAPL-58331-00004 | 838
RS01SUM1-LJ01B-08-OBSSPA101 | Short-Period Ocean Bottom Seismometer | Short Period Seismometer | /instruments/short-period-seismometer/ |  |  |  | CMG-6TF | FALSE | FALSE | FALSE | short-period-seismometer | Short-Period Ocean Bottom Seismometer 1 to 100Hz: OBSSP Series A | 1 | 1409572980000 | 44.573 | -125.1525 | Guralp | University of Washington | ATAPL-58331-00003 | 838
RS01SUM1-LJ01B-09-PRESTB102 | Tidal Seafloor Pressure | Pressure at the Seafloor | /instruments/pressure-at-the-seafloor/ | streamed | prest_real_time |  | SBE 54 | FALSE | FALSE | FALSE | seafloor-pressure | Tidal Seafloor Pressure (Tsunameter 2,000 psia): PREST Series B | 3 | 1502492400000 | 44.5693 | -125.148 | Sea-Bird Electronics | University of Washington | ATAPL-69923-00002 | 837
RS01SUM1-LJ01B-12-VEL3DB104 | 3-D Single Point Velocity Meter | Current Meter | /instruments/current-meter/ | streamed | vel3d_b_sample |  | MAVS-4 | FALSE | FALSE | FALSE | current-meter | 3-D Single Point Velocity Meter: VEL3D Series B | 4 | 1530034200000 | 44.5691 | -125.148 | Nobska | University of Washington | ATAPL-67979-00002 | 6098
RS01SUM2-MJ01B-00-FLOBNC101 | Benthic Fluid Flow | Benthic Fluid Flow Meters | /instruments/benthic-fluid-flow-meters/ |  |  |  | CAT meter | FALSE | FALSE | FALSE | benthic-fluid-flow | CAT meter for autonomous deployment (FLOBN) | 4 | 1561439520000 | 44.57 | -125.1468 | MICHAEL TRYON | University of Washington | ATAPL-58334-00001 | 871
RS01SUM2-MJ01B-00-FLOBNM101 | Benthic Fluid Flow | Benthic Fluid Flow Meters | /instruments/benthic-fluid-flow-meters/ |  |  |  | Mosquito benthic flow sampler | FALSE | FALSE | FALSE | benthic-fluid-flow | Benthic Fluid Flow: FLOBN Series M | 4 | 1561436040000 | 44.57 | -125.1468 | Solomon | University of Washington | ATAPL-70113-00004 | 871
RS01SUM2-MJ01B-00-OSMOIA101 | Osmosis-Based Water Sampler | Osmotic Fluid Sampler | /instruments/osmotic-fluid-sampler/ |  |  |  | OsmoSampler | FALSE | FALSE | FALSE | OSMO-sampler | Osmosis-Based Water Sampler: OSMOI Series A | 3 | 1561441680000 | 44.342 | -125.0881 | TLR Inc. | University of Washington | ATAPL-58333-00003 | 862
RS01SUM2-MJ01B-05-CAMDSB103 | Digital Still Camera | Digitial Still Camera | /instruments/digital-still-camera/ |  |  |  | Custom Digital Still Camera Assembly | FALSE | FALSE | FALSE | digital-still-camera | Underwater Digital Still Camera: CAMDS Series B | 5 | 1561392060000 | 44.57 | -125.1469 | Kongsberg Underwater Technology Inc | University of Washington | ATAPL-58317-00005 | 843
RS01SUM2-MJ01B-06-MASSPA101 | Mass Spectrometer | Mass Spectrometer | /instruments/mass-spectrometer/ |  |  |  | cabled Mass Spec | FALSE | FALSE | FALSE | mass-spectrometer | Seafloor Mass Spectrometer Instrument in titanium housing: MASSP Series A | 4 | 1530223200000 | 44.57 | -125.1467 | Harvard University | University of Washington | ATAPL-58325-00003 | 834
RS01SUM2-MJ01B-09-CAMPIA101 | Digital Still Camera | Digitial Still Camera | /instruments/digital-still-camera/ |  |  |  | R2Sonic 2022 | FALSE | FALSE | FALSE | digital-still-camera |  | 1 | 1561590720000 | 44.57 | -125.1468 | MARUM |  | PIRSN-CAMPIA-00001 | 843
RS01SUM2-MJ01B-12-ADCPSK101 | Velocity Profiler (75 kHz) | Acoustic Doppler Current Profiler | /instruments/acoustic-doppler-current-profiler/ | streamed | adcp_velocity_beam |  | WorkHorse LongRanger Monitor 75khz | FALSE | FALSE | FALSE | ADCP | Work Horse Monitor Long Ranger ADCP; RS-232, short test cable | 2 | 1530030600000 | 44.5698 | -125.1468 | Teledyne RDI | University of Washington | ATAPL-58419-00003 | 6223
RS03ASHS-MJ03B-00-OSMOIA301 | Osmosis-Based Water Sampler | Osmotic Fluid Sampler | /instruments/osmotic-fluid-sampler/ |  |  |  | OsmoSampler | FALSE | FALSE | FALSE | OSMO-sampler | Osmosis-Based Water Sampler: OSMOI Series A | 3 | 1562299200000 | 45.9337 | -130.0137 | TLR Inc. | University of Washington | ATAPL-58333-00004 | 862
RS03ASHS-MJ03B-05-OBSSPA302 | Short-Period Ocean Bottom Seismometer | Short Period Seismometer | /instruments/short-period-seismometer/ |  |  |  | CMG-6TF | FALSE | FALSE | FALSE | short-period-seismometer | Short-Period Ocean Bottom Seismometer 1 to 100Hz: OBSSP Series A | 1 | 1376229120000 | 45.9337 | -130.0141 | Guralp | University of Washington | ATAPL-58331-00008 | 838
RS03ASHS-MJ03B-06-OBSSPA301 | Short-Period Ocean Bottom Seismometer | Short Period Seismometer | /instruments/short-period-seismometer/ |  |  |  | CMG-6TF | FALSE | FALSE | FALSE | short-period-seismometer | Short-Period Ocean Bottom Seismometer 1 to 100Hz: OBSSP Series A | 1 | 1376581080000 | 45.9336 | -129.9992 | Guralp | University of Washington | ATAPL-58331-00010 | 838
RS03ASHS-MJ03B-07-TMPSFA301 | Diffuse Vent Fluid 3-D Temperature Array | 3D Thermistor Array | /instruments/3d-thermistor-array/ | streamed | tmpsf_sample |  | XR-420 | FALSE | FALSE | FALSE | 3D-thermistor-array | Diffuse Vent Fluid 3-D Temperature Array: TMPSF Series A | 3 | 1502755200000 | 45.9336 | -130.0137 | RBR Global | University of Washington | ATAPL-58343-00002 | 868
RS03ASHS-MJ03B-09-BOTPTA304 | Bottom Pressure and Tilt | Bottom Pressure and Tilt Meter | /instruments/bottom-pressure-tilt-meter/ |  |  |  | PMELcabled BPR/Tilt | FALSE | FALSE | FALSE | bottom-pressure-tilt | Bottom Pressure and Tilt: BOTPT Series A | 3 | 1502755200000 | 45.9336 | -130.0137 | NOAA-PMEL | University of Washington | ATAPL-58316-00001 | 849
RS03ASHS-MJ03B-10-CTDPFB304 | CTD-O | Conductivity-Temperature-Depth | /instruments/ctd-conductivity-temperature-depth/ | streamed | ctdpf_optode_sample | time,density,practical_salinity,dissolved_oxygen,seawater_temperature,seawater_pressure,seawater_conductivity | SBE 16plusV2 | TRUE | FALSE | FALSE | CTDO | CTD Profiler: CTDPF Series B | 5 | 1562357160000 | 45.9336 | -130.0137 | Sea-Bird Electronics | University of Washington | ATCWK-67627-00006 | 3403
RS03ASHS-MJ03B-12-COVISA301 | Vent Imaging Sonar | Cabled Observatory Vent Imaging Sonar (COVIS) | http://www.apl.washington.edu/project/project.php?id=covis |  |  |  | COVIS | FALSE | FALSE | FALSE | PI | Cabled Observatory Vent Imaging System | 2 | 1562366580000 | 45.9336 | -130.0137 | Bemis |  | PIRSN-COVISA-00001
RS03ASHS-PN03B-06-CAMHDA301 | HD Digital Video Camera | High Definition Video Camera | /instruments/high-definition-video-camera/ |  |  |  | 1Cam | FALSE | FALSE | FALSE | digital-hd-camera | HD Digital Video Camera with Strobes: CAMHD Series A | 6 | 1560722520000 | 45.9336 | -130.0136 | APL | University of Washington | ATAPL-70248-00002 | 6097
RS03AXBS-LJ03A-05-HPIESA301 | Horizontal Electric Field, Pressure and Inverted Echo Sounder | HPIES Instruments | /instruments/hpies/ | streamed | horizontal_electric_field |  | cabled HPIES | FALSE | FALSE | FALSE | hpies | Horizontal Electric Field, Pressure and Inverted Echo Sounder: HPIES Series A | 5 | 1560800880000 | 45.824 | -129.76 | APL | University of Washington | ATAPL-58323-00001 | 864
RS03AXBS-LJ03A-09-HYDBBA302 | Broadband Acoustic Receiver (Hydrophone) | Broadband Hydrophone | /instruments/broadband-hydrophone/ |  |  |  | icListen HF | FALSE | FALSE | FALSE | hydrophone | Broadband Acoustic Receiver (Hydrophone): HYDBB Series A | 4 | 1501540200000 | 45.8168 | -129.7542 | Ocean Sonics | University of Washington | ATAPL-58324-00011 | 869
RS03AXBS-LJ03A-10-ADCPTE303 | Velocity Profiler (150kHz) | Acoustic Doppler Current Profiler | /instruments/acoustic-doppler-current-profiler/ | streamed | adcp_velocity_beam |  | Workhorse Quartermaster Monitor 150kHz | FALSE | FALSE | FALSE | ADCP | ADCP Velocity Profiler (short range): ADCPT Series E | 4 | 1501540200000 | 45.8168 | -129.7542 | Teledyne RDI | University of Washington | ATAPL-68073-00005 | 6223
RS03AXBS-LJ03A-11-OPTAAC303 | Spectrophotometer | Optical Attenuation and Absorption | /instruments/optical-attenuation/ | streamed | optaa_sample |  | AC-S Deep | FALSE | FALSE | FALSE | spectrophotometer | Spectrophotometer: OPTAA Series C | 6 | 1560800880000 | 45.8169 | -129.7543 | WET Labs | University of Washington | ATAPL-69943-00002 | 832
RS03AXBS-LJ03A-12-CTDPFB301 | CTD-O | Conductivity-Temperature-Depth | /instruments/ctd-conductivity-temperature-depth/ | streamed | ctdpf_optode_sample | time,density,practical_salinity,dissolved_oxygen,seawater_temperature,seawater_pressure,seawater_conductivity | SBE 16plusV2 | TRUE | FALSE | FALSE | CTDO | CTD Profiler: CTDPF Series B | 6 | 1560800880000 | 45.8169 | -129.7543 | Sea-Bird Electronics | University of Washington | ATAPL-67627-00004 | 3403
RS03AXBS-LJ03A-12-DOSTAD301 | Dissolved Oxygen | Dissolved Oxygen | /instruments/dissolved-oxygen/ | streamed | do_stable_sample | time,dissolved_oxygen | Optode 4831 | TRUE | FALSE | FALSE | dissolved-oxygen | Dissolved Oxygen Stable Response: DOSTA Series D | 6 | 1560800880000 | 45.8169 | -129.7543 | Aanderaa | University of Washington | ATAPL-58320-00013 | 844
RS03AXBS-MJ03A-05-HYDLFA301 | Low Frequency Acoustic Receiver (Hydrophone) | Low Frequency Hydrophone | /instruments/low-frequency-hydrophone/ |  |  |  | 90-U | FALSE | FALSE | FALSE | hydrophone | Low Frequency Broadband Acoustic Receiver (Hydrophone): HYDLF Series A | 1 | 1407496440000 | 45.8202 | -129.7367 | HTI | University of Washington | ATAPL-58693-00001 | 835
RS03AXBS-MJ03A-05-OBSBBA303 | Broadband Ocean Bottom Seismometer | Broadband Ocean Bottom Seismometer | /instruments/broadband-ocean-bottom-seismometer/ |  |  |  | CMG-1T/5T | FALSE | FALSE | FALSE | broadband-seismometer | Broadband Ocean Bottom Seismometer: OBSBB Series A | 1 | 1407496440000 | 45.8202 | -129.7367 | Guralp | University of Washington | ATAPL-58328-00001 | 6236
RS03AXBS-MJ03A-06-PRESTA301 | Tidal Seafloor Pressure | Pressure at the Seafloor | /instruments/pressure-at-the-seafloor/ | streamed | prest_real_time |  | SBE 54 | FALSE | FALSE | FALSE | seafloor-pressure | Tidal Seafloor Pressure (Tsunameter 6,000 psia): PREST Series A | 2 | 1468368000000 | 45.8202 | -129.7364 | Sea-Bird Electronics | University of Washington | ATAPL-67639-00006 | 837
RS03AXBS-MJ03A-12-VEL3DB301 | 3-D Single Point Velocity Meter | Current Meter | /instruments/current-meter/ | streamed | vel3d_b_sample |  | MAVS-4 | FALSE | FALSE | FALSE | current-meter | 3-D Single Point Velocity Meter: VEL3D Series B | 2 | 1468368000000 | 45.8202 | -129.7364 | Nobska | University of Washington | ATAPL-67979-00008 | 6098
RS03AXPD-DP03A-01-CTDPFL304 | CTD | Conductivity-Temperature-Depth | /instruments/ctd-conductivity-temperature-depth/ | recovered_inst | dpc_ctd_instrument_recovered | time,density,pressure,temp,practical_salinity,dpc_ctd_seawater_conductivity | SBE 52MP | TRUE | FALSE | FALSE | CTD | CTD Profiler: CTDPF Series L | 4 | 1562185800000 | 45.8297 | -129.759 | Sea-Bird Electronics |  | ATOSU-67977-00007 | 3403
RS03AXPD-DP03A-02-VEL3DA303 | 3-D Single Point Velocity Meter | Current Meter | /instruments/current-meter/ | recovered_inst | dpc_acm_instrument_recovered |  | ACM-3D-MP | FALSE | FALSE | FALSE | current-meter | 3-D Single Point Velocity Meter: VEL3D Series A | 4 | 1562185800000 | 45.8297 | -129.759 | Falmouth Scientific | University of Washington | ATAPL-58346-00003 | 6098
RS03AXPD-DP03A-03-FLCDRA302 | CDOM Fluorometer | Fluorometer (CDOM) | /instruments/fluorometer/ | recovered_inst | dpc_flcdrtd_instrument_recovered | time,flcdr_x_mmp_cds_fluorometric_cdom | FLCDRTD (CDOM) | TRUE | FALSE | FALSE | fluorometer | CDOM Fluorometer: FLCDR Series A | 4 | 1562185800000 | 45.8297 | -129.759 | WET Labs | University of Washington | ATAPL-70111-00002 | 841
RS03AXPD-DP03A-03-FLNTUA302 | 2-Wavelength Fluorometer | Fluorometer | /instruments/fluorometer/ | recovered_inst | dpc_flnturtd_instrument_recovered | time,flntu_x_mmp_cds_fluorometric_chlorophyll_a,flntu_x_mmp_cds_total_volume_scattering_coefficient,flntu_x_mmp_cds_bback_total | FLNTURTD (chlorophyll and backscatter) | TRUE | FALSE | FALSE | fluorometer | 2-Wavelength Fluorometer: FLNTU Series A | 4 | 1562185800000 | 45.8297 | -129.759 | WET Labs | University of Washington | ATAPL-70110-00002 | 841
RS03AXPD-DP03A-06-DOSTAD304 | Dissolved Oxygen | Dissolved Oxygen | /instruments/dissolved-oxygen/ | recovered_inst | dpc_optode_instrument_recovered | time,dissolved_oxygen | Optode 4831 | TRUE | FALSE | FALSE | dissolved-oxygen | Dissolved Oxygen Stable Response: DOSTA Series D | 4 | 1562185800000 | 45.8297 | -129.759 | Aanderaa | University of Washington | ATAPL-58320-00001 | 844
RS03AXPS-PC03A-05-ADCPTD302 | Velocity Profiler (150kHz) | Acoustic Doppler Current Profiler | /instruments/acoustic-doppler-current-profiler/ | streamed | adcp_velocity_beam |  | Workhorse Quartermaster Monitor 150kHz | FALSE | FALSE | FALSE | ADCP | ADCP Velocity Profiler (short range): ADCPT Series D | 5 | 1560518760000 | 45.8305 | -129.7533 | Teledyne RDI | University of Washington | ATAPL-58315-00002 | 6223
RS03AXPS-PC03A-06-VADCPA301 | 5-Beam Velocity Profiler (600 kHz) | Acoustic Doppler Current Profiler | /instruments/acoustic-doppler-current-profiler/ | streamed | vadcp_velocity_beam_5 |  | Workhorse custom 600 kHz 5 Beam | FALSE | TRUE | FALSE | ADCP | ADCP 5-Beam, 600 kHz Acoustic Doppler Current Profiler: VADCP Series A | 5 | 1560518760000 | 45.8305 | -129.7533 | Teledyne RDI | University of Washington | ATAPL-58345-00006 | 6223
RS03AXPS-PC03A-07-CAMDSC302 | Digital Still Camera | Digitial Still Camera | /instruments/digital-still-camera/ |  |  |  | Custom Digital Still Camera Assembly | FALSE | FALSE | FALSE | digital-still-camera | Underwater Digital Camera | 5 | 1560518760000 | 45.8305 | -129.7533 | SubC | University of Washington | ATAPL-78437-00002 | 843
RS03AXPS-PC03A-08-HYDBBA303 | Broadband Acoustic Receiver (Hydrophone) | Broadband Hydrophone | /instruments/broadband-hydrophone/ |  |  |  | icListen HF | FALSE | FALSE | FALSE | hydrophone | Broadband Acoustic Receiver (Hydrophone): HYDBB Series A | 5 | 1560518760000 | 45.8305 | -129.7533 | Ocean Sonics | University of Washington | ATAPL-58324-00009 | 869
RS03AXPS-PC03A-4A-CTDPFA303 | CTD-O | Conductivity-Temperature-Depth | /instruments/ctd-conductivity-temperature-depth/ | streamed | ctdpf_optode_sample | time,density,practical_salinity,dissolved_oxygen,seawater_temperature,seawater_pressure,seawater_conductivity | SBE 16plusV2 | TRUE | FALSE | FALSE | CTDO | CTD Profiler: CTDPF Series A | 5 | 1560518760000 | 45.8305 | -129.7533 | Sea-Bird Electronics | University of Washington | ATAPL-66662-00011 | 3403
RS03AXPS-PC03A-4A-DOSTAD303 | Dissolved Oxygen | Dissolved Oxygen | /instruments/dissolved-oxygen/ | streamed | do_stable_sample | time,dissolved_oxygen | Optode 4831 | TRUE | FALSE | FALSE | dissolved-oxygen | Dissolved Oxygen Stable Response: DOSTA Series D | 5 | 1560518760000 | 45.8305 | -129.7533 | Aanderaa | University of Washington | ATAPL-58320-00012 | 844
RS03AXPS-PC03A-4B-PHSENA302 | pH | pH Sensor | /instruments/ph/ | streamed | phsen_data_record | time,ph_seawater | SAMI-pH | TRUE | FALSE | FALSE | pH | Seawater pH: PHSEN Series A | 5 | 1560518760000 | 45.8305 | -129.7533 | Sunburst Sensors | University of Washington | ATAPL-58337-00001 | 847
RS03AXPS-PC03A-4C-FLORDD303 | 2-Wavelength Fluorometer | Fluorometer (CDOM) | /instruments/fluorometer/ | streamed | flort_d_data_record | time,fluorometric_chlorophyll_a,fluorometric_cdom,total_volume_scattering_coefficient,optical_backscatter | ECO Triplet-w | TRUE | FALSE | FALSE | fluorometer | 2-Wavelength Fluorometer: FLORD Series D | 5 | 1560518760000 | 45.8305 | -129.7533 | WET Labs | University of Washington | ATAPL-58322-00012 | 841
RS03AXPS-SF03A-2A-CTDPFA302 | CTD-O | Conductivity-Temperature-Depth | /instruments/ctd-conductivity-temperature-depth/ | streamed | ctdpf_sbe43_sample | time,density,practical_salinity,seawater_temperature,seawater_pressure,seawater_conductivity,corrected_dissolved_oxygen | SBE 16plusV2 | TRUE | FALSE | FALSE | CTDO | CTD Profiler: CTDPF Series A | 5 | 1560518760000 | 45.8305 | -129.7533 | Sea-Bird Electronics | University of Washington | ATAPL-66662-00010 | 3403
RS03AXPS-SF03A-2D-PHSENA301 | pH | pH Sensor | /instruments/ph/ | streamed | phsen_data_record | time,ph_seawater | SAMI-pH | TRUE | FALSE | FALSE | pH | Seawater pH: PHSEN Series A | 5 | 1560518760000 | 45.8305 | -129.7533 | Sunburst Sensors | University of Washington | ATAPL-58337-00009 | 847
RS03AXPS-SF03A-3A-FLORTD301 | 3-Wavelength Fluorometer | Fluorometer (CDOM) | /instruments/fluorometer/ | streamed | flort_d_data_record | time,fluorometric_chlorophyll_a,fluorometric_cdom,total_volume_scattering_coefficient,optical_backscatter | ECO Triplet-w | TRUE | FALSE | FALSE | fluorometer | 3-Wavelength Fluorometer: FLORT Series D | 5 | 1560518760000 | 45.8305 | -129.7533 | WET Labs | University of Washington | ATAPL-58322-00010 | 841
RS03AXPS-SF03A-3B-OPTAAD301 | Spectrophotometer | Optical Attenuation and Absorption | /instruments/optical-attenuation/ | streamed | optaa_sample |  | AC-S | FALSE | FALSE | FALSE | spectrophotometer | Spectrophotometer: OPTAA Series D | 5 | 1560518760000 | 45.8305 | -129.7533 | WET Labs | University of Washington | ATAPL-58332-00006 | 832
RS03AXPS-SF03A-3C-PARADA301 | Photosynthetically Available Radiation | Photosynthetically Available Radiation (PAR) Sensor | /instruments/photosynthetically-active-radiation/ | streamed | parad_sa_sample | time,par_counts_output | digital PAR | TRUE | FALSE | FALSE | PAR | Photosynthetically Available Radiation: PARAD Series A | 5 | 1560518760000 | 45.8305 | -129.7533 | Satlantic | University of Washington | ATAPL-66645-00007 | 831
RS03AXPS-SF03A-3D-SPKIRA301 | Spectral Irradiance | Spectral Irradiance Sensor | /instruments/spectral-irradiance-sensor/ | streamed | spkir_data_record |  | OCR507 ICSW | FALSE | FALSE | FALSE | spectral-irradiance | Spectral Irradiance: SPKIR Series A | 5 | 1560518760000 | 45.8305 | -129.7533 | Satlantic | University of Washington | ATAPL-58341-00007 | 830
RS03AXPS-SF03A-4A-NUTNRA301 | Nitrate | Nitrate Sensor | /instruments/nitrate-sensor/ | streamed | nutnr_a_sample | time,salinity_corrected_nitrate,nitrate_concentration | Deep SUNA | TRUE | FALSE | FALSE | nitrate | Nitrate: NUTNR Series A | 5 | 1560518760000 | 45.8305 | -129.7533 | Satlantic | University of Washington | ATAPL-68020-00007 | 833
RS03AXPS-SF03A-4B-VELPTD302 | Single Point Velocity Meter | Current Meter | /instruments/current-meter/ | streamed | velpt_velocity_data |  | Aquadopp | FALSE | FALSE | FALSE | current-meter | Single Point Velocity Meter: VELPT Series D | 5 | 1560518760000 | 45.8305 | -129.7533 | Nortek | University of Washington | ATAPL-70114-00007 | 6098
RS03AXPS-SF03A-4F-PCO2WA301 | pCO2 | Carbon Dioxide Sensor | /instruments/carbon-dioxide/ | streamed | pco2w_a_sami_data_record | time,pco2_seawater | SAMI-pCO2 | TRUE | FALSE | FALSE | CO2 | pCO2 Water: PCO2W Series A | 5 | 1560518760000 | 45.8305 | -129.7533 | Sunburst Sensors | University of Washington | ATAPL-58336-00009 | 848
RS03CCAL-MJ03F-05-BOTPTA301 | Bottom Pressure and Tilt | Bottom Pressure and Tilt Meter | /instruments/bottom-pressure-tilt-meter/ |  |  |  | PMELcabled BPR/Tilt | FALSE | FALSE | FALSE | bottom-pressure-tilt | Bottom Pressure and Tilt: BOTPT Series A | 1 | 1406322300000 | 45.9548 | -130.0088 | NOAA-PMEL | University of Washington | ATAPL-58316-00003 | 849
RS03CCAL-MJ03F-06-HYDLFA305 | Low Frequency Acoustic Receiver (Hydrophone) | Low Frequency Hydrophone | /instruments/low-frequency-hydrophone/ |  |  |  | 90-U | FALSE | FALSE | FALSE | hydrophone | Low Frequency Broadband Acoustic Receiver (Hydrophone): HYDLF Series A | 1 | 1406407404000 | 45.9547 | -130.0089 | HTI | University of Washington | ATAPL-58693-00003 | 835
RS03CCAL-MJ03F-06-OBSBBA301 | Broadband Ocean Bottom Seismometer | Broadband Ocean Bottom Seismometer | /instruments/broadband-ocean-bottom-seismometer/ |  |  |  | CMG-1T/5T | FALSE | FALSE | FALSE | broadband-seismometer | Broadband Ocean Bottom Seismometer: OBSBB Series A | 1 | 1406407404000 | 45.9547 | -130.0089 | Guralp | University of Washington | ATAPL-58328-00003 | 6236
RS03CCAL-MJ03F-07-AOABPA301 | A-0-A Pressure Sensor | A-0-A Pressure Sensor | [5 empty] | FALSE | FALSE | FALSE | PI |  | 1 | 1562352660000 | 45.9547 | -130.0089 | Wilcock |  | PIRSN-AOABPA-00001
RS03CCAL-MJ03F-08-SCTAAA301 | Self-Calibrating Triaxial Accelerometer | Self-Calibrating Triaxial Accelerometer |  |  |  |  | SCTA Series A | FALSE | FALSE | FALSE | PI | Self-Calibrating Triaxial Accelerometer | 1 | 1530860400000 | 45.9547 | -130.0089 | PI Wilcock |  | PIRSN-SCTAAA-00001
RS03CCAL-MJ03F-09-SCPRAA301 | Self-Calibrating Pressure Recorder | Self-Calibrating Pressure Recorder |  |  |  |  | SCPR Series A | FALSE | FALSE | FALSE | PI | Self-Calibrating Pressure Recorder | 1 | 1530860400000 | 45.9547 | -130.0089 | PI Zumberge and Sasagawa |  | PIRSN-SCPRAA-00001
RS03ECAL-MJ03E-05-OBSSPA303 | Short-Period Ocean Bottom Seismometer | Short Period Seismometer | /instruments/short-period-seismometer/ |  |  |  | CMG-6TF | FALSE | FALSE | FALSE | short-period-seismometer | Short-Period Ocean Bottom Seismometer 1 to 100Hz: OBSSP Series A | 1 | 1374899839000 | 45.9496 | -129.9797 | Guralp | University of Washington | ATAPL-58331-00005 | 838
RS03ECAL-MJ03E-06-BOTPTA302 | Bottom Pressure and Tilt | Bottom Pressure and Tilt Meter | /instruments/bottom-pressure-tilt-meter/ |  |  |  | PMELcabled BPR/Tilt | FALSE | FALSE | FALSE | bottom-pressure-tilt | Bottom Pressure and Tilt: BOTPT Series A | 1 | 1409778001000 | 45.9399 | -129.9742 | NOAA-PMEL | University of Washington | ATAPL-58316-00004 | 849
RS03ECAL-MJ03E-08-OBSSPA304 | Short-Period Ocean Bottom Seismometer | Short Period Seismometer | /instruments/short-period-seismometer/ |  |  |  | CMG-6TF | FALSE | FALSE | FALSE | short-period-seismometer | Short-Period Ocean Bottom Seismometer 1 to 100Hz: OBSSP Series A | 1 | 1374883077000 | 45.9361 | -129.9786 | Guralp | University of Washington | ATAPL-58331-00006 | 838
RS03ECAL-MJ03E-09-HYDLFA304 | Low Frequency Acoustic Receiver (Hydrophone) | Low Frequency Hydrophone | /instruments/low-frequency-hydrophone/ |  |  |  | 90-U | FALSE | FALSE | FALSE | hydrophone | Low Frequency Broadband Acoustic Receiver (Hydrophone): HYDLF Series A | 1 | 1406155802000 | 45.9397 | -129.9738 | HTI | University of Washington | ATAPL-58693-00002 | 835
RS03ECAL-MJ03E-09-OBSBBA302 | Broadband Ocean Bottom Seismometer | Broadband Ocean Bottom Seismometer | /instruments/broadband-ocean-bottom-seismometer/ |  |  |  | CMG-1T/5T | FALSE | FALSE | FALSE | broadband-seismometer | Broadband Ocean Bottom Seismometer: OBSBB Series A | 1 | 1406155802000 | 45.9397 | -129.9738 | Guralp | University of Washington | ATAPL-58328-00002 | 6236
RS03INT1-MJ03C-05-CAMDSB303 | Digital Still Camera | Digitial Still Camera | /instruments/digital-still-camera/ |  |  |  | Custom Digital Still Camera Assembly | FALSE | FALSE | FALSE | digital-still-camera | Underwater Digital Still Camera: CAMDS Series C | 4 | 1562257080000 | 45.9262 | -129.979 | Kongsberg Underwater Technology Inc | University of Washington | ATAPL-58317-00001 | 843
RS03INT1-MJ03C-06-MASSPA301 | Mass Spectrometer | Mass Spectrometer | /instruments/mass-spectrometer/ |  |  |  | cabled Mass Spec | FALSE | FALSE | FALSE | mass-spectrometer | Seafloor Mass Spectrometer Instrument in titanium housing: MASSP Series A | 5 | 1530851400000 | 45.9262 | -129.979 | Harvard University | University of Washington | ATAPL-58325-00002 | 834
RS03INT1-MJ03C-07-D1000A301 | Temperature Sensor | Fluid and DNA Sampler | /instruments/fluid-and-dna-sampler-remote-access/ | streamed | d1000_sample |  | Modified McLane RTD Temperature Sensor | FALSE | FALSE | FALSE | fluid-and-dna-sampler | Phytoplankton Sampler (PPS) Housing | 6 | 1562225100000 | 45.9262 | -129.979 | NOAA-PMEL | University of Washington | ATAPL-58340-00002 | 842
RS03INT1-MJ03C-07-PPSDNA301 | Particulate DNA Sampler | Fluid and DNA Sampler | /instruments/fluid-and-dna-sampler-remote-access/ |  |  |  | Modified McLane Particulate Sampler | FALSE | FALSE | FALSE | fluid-and-dna-sampler | Particulate DNA Sampler: PPSDN Series A | 6 | 1562225100000 | 45.9262 | -129.979 | NOAA-PMEL | University of Washington | ATAPL-58338-00003 | 842
RS03INT1-MJ03C-07-RASFLA301 | Hydrothermal Vent Fluid Interactive Sampler | Fluid and DNA Sampler | /instruments/fluid-and-dna-sampler-remote-access/ |  |  |  | Modified McLane Remote Access Sampler | FALSE | FALSE | FALSE | fluid-and-dna-sampler | Phytoplankton Sampler (PPS) Housing | 6 | 1562225100000 | 45.9262 | -129.979 | NOAA-PMEL | University of Washington | ATAPL-58340-00002 | 842
RS03INT1-MJ03C-09-THSPHA301 | Hydrothermal Vent Fluid In-situ Chemistry | Hydrogen Sulfide pH and Temperature | /instruments/hydrogen-sulfide-ph-and-temperature/ | streamed | thsph_sample |  | Vent Chemistry Instrument (H2, H2S, pH) | FALSE | FALSE | FALSE | hydrogen-sulfide-ph-temperature | Hydrothermal Vent Fluid In-situ Chemistry: THSPH Series A | 6 | 1562169300000 | 45.9264 | -129.9791 | University of Minnesota | University of Washington | ATAPL-58342-00002 | 836
RS03INT1-MJ03C-10-TRHPHA301 | Hydrothermal Vent Fluid Temperature and Resistivity | Resistivity Temperature Probe | /instruments/resistivity-temperature-probe/ | streamed | trhph_sample |  | Vent Temperature & Resistivity | FALSE | FALSE | FALSE | resistivity-temperature-probe | Hydrothermal Vent Fluid Temperature and Resistivity: TRHPH Series A | 5 | 1567296000000 | 45.9264 | -129.9792 | Marv Lilley Lab, UW | University of Washington | ATAPL-67653-00002 | 840
RS03INT2-MJ03D-05-OBSSPA305 | Short-Period Ocean Bottom Seismometer | Short Period Seismometer | /instruments/short-period-seismometer/ |  |  |  | CMG-6TF | FALSE | FALSE | FALSE | short-period-seismometer | Short-Period Ocean Bottom Seismometer 1 to 100Hz: OBSSP Series A | 1 | 1405924560000 | 45.9257 | -129.978 | Guralp | University of Washington | ATAPL-58331-00001 | 838
RS03INT2-MJ03D-06-BOTPTA303 | Bottom Pressure and Tilt | Bottom Pressure and Tilt Meter | /instruments/bottom-pressure-tilt-meter/ |  |  |  | PMELcabled BPR/Tilt | FALSE | FALSE | FALSE | bottom-pressure-tilt | Bottom Pressure and Tilt: BOTPT Series A | 1 | 1406240880000 | 45.9258 | -129.9775 | NOAA-PMEL | University of Washington | ATAPL-58316-00002 | 849
RS03INT2-MJ03D-12-VEL3DB304 | 3-D Single Point Velocity Meter | Current Meter | /instruments/current-meter/ | streamed | vel3d_b_sample |  | MAVS-4 | FALSE | FALSE | FALSE | current-meter | 3-D Single Point Velocity Meter: VEL3D Series B | 3 | 1530748800000 | 45.9259 | -129.9778 | Nobska | University of Washington | ATAPL-67979-00003 | 6098
CE01ISSM-MFD35-01-VEL3DD000 | 3-D Single Point Velocity Meter | Current Meter | /instruments/current-meter/ | telemetered | vel3d_cd_dcl_velocity_data |  | VECTOR | FALSE | FALSE | FALSE | current-meter | [5 empty] | Nortek
CE01ISSM-MFD35-02-PRESFA000 | Seafloor Pressure | Seafloor Pressure | https://oceanobservatories.org/instrument-class/presf/ | telemetered | presf_abc_dcl_tide_measurement |  | SBE 26plus | FALSE | TRUE | FALSE | seafloor-pressure | [5 empty] | Sea-Bird
CE01ISSM-MFD35-04-ADCPTM000 | Velocity Profiler (600kHz) | Acoustic Doppler Current Profiler | /instruments/acoustic-doppler-current-profiler/ | telemetered | adcp_velocity_earth |  | WorkHorse Sentinel 600khz | FALSE | FALSE | FALSE | ADCP | [5 empty] | Teledyne RDI
CE01ISSM-MFD35-05-PCO2WB000 | pCO2 | Carbon Dioxide Sensor | /instruments/carbon-dioxide/ | telemetered | pco2w_abc_dcl_instrument | time,pco2_seawater | SAMI-pCO2 | TRUE | FALSE | FALSE | CO2 | [5 empty] | Sunburst
CE01ISSM-MFD35-06-PHSEND000 | pH | pH Sensor | /instruments/ph/ | telemetered | phsen_abcdef_dcl_instrument | time,phsen_abcdef_ph_seawater | SAMI-pH | TRUE | FALSE | FALSE | pH | [5 empty] | Sunburst
CE01ISSM-MFD37-01-OPTAAD000 | Spectrophotometer | Optical Attenuation and Absorption | /instruments/optical-attenuation/ | telemetered | optaa_dj_dcl_instrument |  | AC-S | FALSE | FALSE | FALSE | spectrophotometer | [5 empty] | WET Labs
CE01ISSM-MFD37-03-CTDBPC000 | CTD | Conductivity-Temperature-Depth | /instruments/ctd-conductivity-temperature-depth/ | telemetered | ctdbp_cdef_dcl_instrument | time,density,pressure,temp,practical_salinity,conductivity | SBE 16plusV2 | TRUE | FALSE | FALSE | CTD | [5 empty] | Sea-Bird
CE01ISSM-MFD37-03-DOSTAD000 | Dissolved Oxygen | Dissolved Oxygen | /instruments/dissolved-oxygen/ | telemetered | dosta_abcdjm_ctdbp_dcl_instrument | time,dissolved_oxygen | Optode 4831 | TRUE | FALSE | FALSE | dissolved-oxygen | [5 empty] | Aanderaa
CE01ISSM-MFD37-07-ZPLSCC000 | Bio-acoustic Sonar (Coastal) | Bio-Acoustic Sonar | /instruments/bio-acoustic-sonar/ | telemetered | zplsc_c_instrument |  | AZFP | FALSE | FALSE | TRUE | bio-acoustic-sonar | [5 empty] | ASL Environmental Sciences
CE01ISSM-RID16-01-OPTAAD000 | Spectrophotometer | Optical Attenuation and Absorption | /instruments/optical-attenuation/ | telemetered | optaa_dj_dcl_instrument |  | AC-S | FALSE | FALSE | FALSE | spectrophotometer | [5 empty] | WET Labs
CE01ISSM-RID16-02-FLORTD000 | 3-Wavelength Fluorometer | Fluorometer (CDOM) | /instruments/fluorometer/ | telemetered | flort_sample | time,fluorometric_chlorophyll_a,fluorometric_cdom,total_volume_scattering_coefficient,optical_backscatter | ECO Triplet-w | TRUE | FALSE | FALSE | fluorometer | [5 empty] | WET Labs
CE01ISSM-RID16-03-CTDBPC000 | CTD | Conductivity-Temperature-Depth | /instruments/ctd-conductivity-temperature-depth/ | telemetered | ctdbp_cdef_dcl_instrument | time,density,pressure,temp,practical_salinity,conductivity | SBE 16plusV2 | TRUE | FALSE | FALSE | CTD | [5 empty] | Sea-Bird
CE01ISSM-RID16-03-DOSTAD000 | Dissolved Oxygen | Dissolved Oxygen | /instruments/dissolved-oxygen/ | telemetered | dosta_abcdjm_ctdbp_dcl_instrument | time,dissolved_oxygen | Optode 4831 | TRUE | FALSE | FALSE | dissolved-oxygen | [5 empty] | Aanderaa
CE01ISSM-RID16-04-VELPTA000 | Single Point Velocity Meter | Current Meter | /instruments/current-meter/ | telemetered | velpt_ab_dcl_instrument |  | Aquadopp 300m | FALSE | FALSE | FALSE | current-meter | [5 empty] | Nortek
CE01ISSM-RID16-05-PCO2WB000 | pCO2 | Carbon Dioxide Sensor | /instruments/carbon-dioxide/ | telemetered | pco2w_abc_dcl_instrument | time,pco2_seawater | SAMI-pCO2 | TRUE | FALSE | FALSE | CO2 | [5 empty] | Sunburst
CE01ISSM-RID16-06-PHSEND000 | pH | pH Sensor | /instruments/ph/ | telemetered | phsen_abcdef_dcl_instrument | time,phsen_abcdef_ph_seawater | SAMI-pH | TRUE | FALSE | FALSE | pH | [5 empty] | Sunburst
CE01ISSM-RID16-07-NUTNRB000 | Nitrate | Nitrate Sensor | /instruments/nitrate-sensor/ | telemetered | suna_dcl_recovered | time,salinity_corrected_nitrate,nitrate_concentration | ISUS | TRUE | TRUE | FALSE | nitrate | [5 empty] | Satlantic
CE01ISSM-RID16-08-SPKIRB000 | Spectral Irradiance | Spectral Irradiance Sensor | /instruments/spectral-irradiance-sensor/ | telemetered | spkir_abj_dcl_instrument |  | OCR507 ICSW | FALSE | FALSE | FALSE | spectral-irradiance | [5 empty] | Satlantic
CE01ISSM-SBD17-04-VELPTA000 | Single Point Velocity Meter | Current Meter | /instruments/current-meter/ | telemetered | velpt_ab_dcl_instrument |  | Aquadopp 300m | FALSE | FALSE | FALSE | current-meter | [5 empty] | Nortek
CE01ISSM-SBD17-06-CTDBPC000 | CTD | Conductivity-Temperature-Depth | /instruments/ctd-conductivity-temperature-depth/ | telemetered | ctdbp_cdef_dcl_instrument | time,density,pressure,temp,practical_salinity,conductivity | SBE 16plusV2 | TRUE | FALSE | FALSE | CTD | [5 empty] | Sea-Bird
CE01ISSM-SBD17-06-FLORTD000 | 3-Wavelength Fluorometer | Fluorometer (CDOM) | /instruments/fluorometer/ | telemetered | flort_sample | time,fluorometric_chlorophyll_a,fluorometric_cdom,total_volume_scattering_coefficient,optical_backscatter | ECO Triplet-w | TRUE | FALSE | FALSE | fluorometer | [5 empty] | WET Labs
CE01ISSP-SP001-02-DOSTAJ000 | Dissolved Oxygen | Dissolved Oxygen | /instruments/dissolved-oxygen/ | recovered_cspp | dosta_abcdjm_cspp_instrument_recovered | time,dissolved_oxygen | Optode 4831 | TRUE | FALSE | FALSE | dissolved-oxygen | [5 empty] | Aanderaa
CE01ISSP-SP001-04-OPTAAJ000 | Spectrophotometer | Optical Attenuation and Absorption | /instruments/optical-attenuation/ | recovered_cspp | optaa_dj_cspp_instrument_recovered |  | AC-S | FALSE | FALSE | FALSE | spectrophotometer | [5 empty] | WET Labs
CE01ISSP-SP001-05-VELPTJ000 | Single Point Velocity Meter | Current Meter | /instruments/current-meter/ | recovered_cspp | velpt_j_cspp_instrument_recovered |  | Aquadopp HR | FALSE | FALSE | FALSE | current-meter | [5 empty] | Nortek
CE01ISSP-SP001-06-NUTNRJ000 | Nitrate | Nitrate Sensor | /instruments/nitrate-sensor/ | recovered_cspp | nutnr_j_cspp_instrument_recovered | time,salinity_corrected_nitrate,nitrate_concentration | SUNA V2 | TRUE | TRUE | FALSE | nitrate | [5 empty] | Satlantic
CE01ISSP-SP001-07-SPKIRJ000 | Spectral Irradiance | Spectral Irradiance Sensor | /instruments/spectral-irradiance-sensor/ | recovered_cspp | spkir_abj_cspp_instrument_recovered |  | OCR507 ICSW | FALSE | FALSE | FALSE | spectral-irradiance | [5 empty] | Satlantic
CE01ISSP-SP001-08-FLORTJ000 | 3-Wavelength Fluorometer | Fluorometer (CDOM) | /instruments/fluorometer/ | recovered_cspp | flort_sample | time,fluorometric_chlorophyll_a,fluorometric_cdom,total_volume_scattering_coefficient,optical_backscatter | ECO Triplet-w | TRUE | TRUE | FALSE | fluorometer | [5 empty] | WET Labs
CE01ISSP-SP001-09-CTDPFJ000 | CTD | Conductivity-Temperature-Depth | /instruments/ctd-conductivity-temperature-depth/ | telemetered | ctdpf_j_cspp_instrument | time,density,pressure,temp,practical_salinity,conductivity | FastCAT 49 CTD | TRUE | FALSE | FALSE | CTD | [5 empty] | Sea-Bird
CE01ISSP-SP001-10-PARADJ000 | Photosynthetically Available Radiation | Photosynthetically Available Radiation (PAR) Sensor | /instruments/photosynthetically-active-radiation/ | recovered_cspp | parad_j_cspp_instrument_recovered | time,parad_j_par_counts_output | ECO PAR | TRUE | FALSE | FALSE | PAR | [5 empty] | WET Labs
CE02SHSM-RID26-01-ADCPTA000 | Velocity Profiler (600kHz) | Acoustic Doppler Current Profiler | /instruments/acoustic-doppler-current-profiler/ | telemetered | adcp_velocity_earth |  | WorkHorse Sentinel 600khz | FALSE | FALSE | FALSE | ADCP | [5 empty] | Teledyne RDI
CE02SHSM-RID26-04-VELPTA000 | Single Point Velocity Meter | Current Meter | /instruments/current-meter/ | telemetered | velpt_ab_dcl_instrument |  | Aquadopp 300m | FALSE | FALSE | FALSE | current-meter | [5 empty] | Nortek
CE02SHSM-RID26-06-PHSEND000 | pH | pH Sensor | /instruments/ph/ | telemetered | phsen_abcdef_dcl_instrument | time,phsen_abcdef_ph_seawater | SAMI-pH | TRUE | FALSE | FALSE | pH | [5 empty] | Sunburst
CE02SHSM-RID26-07-NUTNRB000 | Nitrate | Nitrate Sensor | /instruments/nitrate-sensor/ | telemetered | suna_dcl_recovered | time,salinity_corrected_nitrate,nitrate_concentration | ISUS | TRUE | TRUE | FALSE | nitrate | [5 empty] | Satlantic
CE02SHSM-RID26-08-SPKIRB000 | Spectral Irradiance | Spectral Irradiance Sensor | /instruments/spectral-irradiance-sensor/ | telemetered | spkir_abj_dcl_instrument |  | OCR507 ICSW | FALSE | FALSE | FALSE | spectral-irradiance | [5 empty] | Satlantic
CE02SHSM-RID27-01-OPTAAD000 | Spectrophotometer | Optical Attenuation and Absorption | /instruments/optical-attenuation/ | telemetered | optaa_dj_dcl_instrument |  | AC-S | FALSE | FALSE | FALSE | spectrophotometer | [5 empty] | WET Labs
CE02SHSM-RID27-02-FLORTD000 | 3-Wavelength Fluorometer | Fluorometer (CDOM) | /instruments/fluorometer/ | telemetered | flort_sample | time,fluorometric_chlorophyll_a,fluorometric_cdom,total_volume_scattering_coefficient,optical_backscatter | ECO Triplet-w | TRUE | FALSE | FALSE | fluorometer | [5 empty] | WET Labs
CE02SHSM-RID27-03-CTDBPC000 | CTD | Conductivity-Temperature-Depth | /instruments/ctd-conductivity-temperature-depth/ | telemetered | ctdbp_cdef_dcl_instrument | time,density,pressure,temp,practical_salinity,conductivity | SBE 16plusV2 | TRUE | FALSE | FALSE | CTD | [5 empty] | Sea-Bird
CE02SHSM-RID27-04-DOSTAD000 | Dissolved Oxygen | Dissolved Oxygen | /instruments/dissolved-oxygen/ | telemetered | dosta_abcdjm_dcl_instrument | time,dissolved_oxygen | Optode 4831 | TRUE | FALSE | FALSE | dissolved-oxygen | [5 empty] | Aanderaa
CE02SHSM-SBD11-04-VELPTA000 | Single Point Velocity Meter | Current Meter | /instruments/current-meter/ | telemetered | velpt_ab_dcl_instrument |  | Aquadopp 300m | FALSE | FALSE | FALSE | current-meter | [5 empty] | Nortek
CE02SHSM-SBD11-06-METBKA000 | Bulk Meteorology Instrument Package | Bulk Meteorology Instrument Package | https://oceanobservatories.org/instrument-class/metbk/ | telemetered | metbk_a_dcl_instrument |  | ASIMET | FALSE | TRUE | FALSE | bulk-met-inst-package | [5 empty] | Star Engineering
CE02SHSM-SBD12-04-PCO2AA000 | pCO2 Air-Sea | pCO2 Air-Sea | https://oceanobservatories.org/instrument-class/pco2a/ | telemetered | pco2a_a_dcl_instrument_air | time,partial_pressure_co2_atm,pco2_co2flux | pCO2-pro | TRUE | TRUE | FALSE | CO2 | [5 empty] | Pro-Oceanus
CE02SHSM-SBD12-05-WAVSSA000 | Surface Wave Spectra | Surface Wave Spectra | https://oceanobservatories.org/instrument-class/wavss/ | telemetered | wavss_a_dcl_motion |  | TRIAXYS | FALSE | TRUE | FALSE | surface-wave-spectra | [5 empty] | Axys Technologies
CE02SHSM-SBD12-08-FDCHPA000 | Direct Covariance Flux | Direct Covariance Flux | https://oceanobservatories.org/instrument-class/fdchp/ | telemetered | fdchp_a_dcl_instrument |  | DCFS | FALSE | FALSE | FALSE | direct-covariance-flux | [5 empty] | WHOI
CE02SHSP-SP001-01-DOSTAJ000 | Dissolved Oxygen | Dissolved Oxygen | /instruments/dissolved-oxygen/ | recovered_cspp | dosta_abcdjm_cspp_instrument_recovered | time,dissolved_oxygen | Optode 4831 | TRUE | FALSE | FALSE | dissolved-oxygen | [5 empty] | Aanderaa
CE02SHSP-SP001-02-VELPTJ000 | Single Point Velocity Meter | Current Meter | /instruments/current-meter/ | recovered_cspp | velpt_j_cspp_instrument_recovered |  | Aquadopp HR | FALSE | FALSE | FALSE | current-meter | [5 empty] | Nortek
CE02SHSP-SP001-04-OPTAAJ000 | Spectrophotometer | Optical Attenuation and Absorption | /instruments/optical-attenuation/ | recovered_cspp | optaa_dj_cspp_instrument_recovered |  | AC-S | FALSE | FALSE | FALSE | spectrophotometer | [5 empty] | WET Labs
CE02SHSP-SP001-05-NUTNRJ000 | Nitrate | Nitrate Sensor | /instruments/nitrate-sensor/ | recovered_cspp | nutnr_j_cspp_instrument_recovered | time,salinity_corrected_nitrate,nitrate_concentration | SUNA V2 | TRUE | TRUE | FALSE | nitrate | [5 empty] | Satlantic
CE02SHSP-SP001-06-SPKIRJ000 | Spectral Irradiance | Spectral Irradiance Sensor | /instruments/spectral-irradiance-sensor/ | recovered_cspp | spkir_abj_cspp_instrument_recovered |  | OCR507 ICSW | FALSE | FALSE | FALSE | spectral-irradiance | [5 empty] | Satlantic
CE02SHSP-SP001-07-FLORTJ000 | 3-Wavelength Fluorometer | Fluorometer (CDOM) | /instruments/fluorometer/ | recovered_cspp | flort_sample | time,fluorometric_chlorophyll_a,fluorometric_cdom,total_volume_scattering_coefficient,optical_backscatter | ECO Triplet-w | TRUE | TRUE | FALSE | fluorometer | [5 empty] | WET Labs
CE02SHSP-SP001-08-CTDPFJ000 | CTD | Conductivity-Temperature-Depth | /instruments/ctd-conductivity-temperature-depth/ | recovered_cspp | ctdpf_j_cspp_instrument_recovered | time,density,pressure,temp,salinity,conductivity | FastCAT 49 CTD | TRUE | FALSE | FALSE | CTD | [5 empty] | Sea-Bird
CE02SHSP-SP001-09-PARADJ000 | Photosynthetically Available Radiation | Photosynthetically Available Radiation (PAR) Sensor | /instruments/photosynthetically-active-radiation/ | recovered_cspp | parad_j_cspp_instrument_recovered | time,parad_j_par_counts_output | ECO PAR | TRUE | FALSE | FALSE | PAR | [5 empty] | WET Labs
CE02SHSP-SP002-01-DOSTAJ000 | Dissolved Oxygen | Dissolved Oxygen | /instruments/dissolved-oxygen/ | recovered_cspp | dosta_abcdjm_cspp_instrument_recovered | time,dissolved_oxygen | Optode 4831 | TRUE | FALSE | FALSE | dissolved-oxygen | [5 empty] | Aanderaa
CE02SHSP-SP002-02-VELPTJ000 | Single Point Velocity Meter | Current Meter | /instruments/current-meter/ | recovered_cspp | velpt_j_cspp_instrument_recovered |  | Aquadopp HR | FALSE | FALSE | FALSE | current-meter | [5 empty] | Nortek
CE02SHSP-SP002-04-OPTAAJ000 | Spectrophotometer | Optical Attenuation and Absorption | /instruments/optical-attenuation/ | recovered_cspp | optaa_dj_cspp_instrument_recovered |  | AC-S | FALSE | FALSE | FALSE | spectrophotometer | [5 empty] | WET Labs
CE02SHSP-SP002-05-NUTNRJ000 | Nitrate | Nitrate Sensor | /instruments/nitrate-sensor/ | recovered_cspp | nutnr_j_cspp_instrument_recovered | time,salinity_corrected_nitrate,nitrate_concentration | SUNA V2 | TRUE | TRUE | FALSE | nitrate | [5 empty] | Satlantic
CE02SHSP-SP002-06-SPKIRJ000 | Spectral Irradiance | Spectral Irradiance Sensor | /instruments/spectral-irradiance-sensor/ | recovered_cspp | spkir_abj_cspp_instrument_recovered |  | OCR507 ICSW | FALSE | FALSE | FALSE | spectral-irradiance | [5 empty] | Satlantic
CE02SHSP-SP002-07-FLORTJ000 | 3-Wavelength Fluorometer | Fluorometer (CDOM) | /instruments/fluorometer/ | recovered_cspp | flort_dj_cspp_instrument_recovered | time,fluorometric_chlorophyll_a,fluorometric_cdom,total_volume_scattering_coefficient,optical_backscatter | ECO Triplet-w | TRUE | TRUE | FALSE | fluorometer | [5 empty] | WET Labs
CE02SHSP-SP002-08-CTDPFJ000 | CTD | Conductivity-Temperature-Depth | /instruments/ctd-conductivity-temperature-depth/ | recovered_cspp | ctdpf_j_cspp_instrument_recovered | time,density,pressure,temp,salinity,conductivity | FastCAT 49 CTD | TRUE | FALSE | FALSE | CTD | [5 empty] | Sea-Bird
CE02SHSP-SP002-09-PARADJ000 | Photosynthetically Available Radiation | Photosynthetically Available Radiation (PAR) Sensor | /instruments/photosynthetically-active-radiation/ | recovered_cspp | parad_j_cspp_instrument_recovered | time,parad_j_par_counts_output | ECO PAR | TRUE | FALSE | FALSE | PAR | [5 empty] | WET Labs
CE04OSSM-RID26-01-ADCPTC000 | Velocity Profiler (300kHz) | Acoustic Doppler Current Profiler | /instruments/acoustic-doppler-current-profiler/ | telemetered | adcp_velocity_earth |  | WorkHorse Sentinel 300khz | FALSE | FALSE | FALSE | ADCP | [5 empty] | Teledyne RDI
CE04OSSM-RID26-04-VELPTA000 | Single Point Velocity Meter | Current Meter | /instruments/current-meter/ | telemetered | velpt_ab_dcl_instrument |  | Aquadopp 300m | FALSE | FALSE | FALSE | current-meter | [5 empty] | Nortek
CE04OSSM-RID26-06-PHSEND000 | pH | pH Sensor | /instruments/ph/ | telemetered | phsen_abcdef_dcl_instrument | time,phsen_abcdef_ph_seawater | SAMI-pH | TRUE | FALSE | FALSE | pH | [5 empty] | Sunburst
CE04OSSM-RID26-07-NUTNRB000 | Nitrate | Nitrate Sensor | /instruments/nitrate-sensor/ | telemetered | suna_dcl_recovered | time,salinity_corrected_nitrate,nitrate_concentration | ISUS | TRUE | TRUE | FALSE | nitrate | [5 empty] | Satlantic
CE04OSSM-RID26-08-SPKIRB000 | Spectral Irradiance | Spectral Irradiance Sensor | /instruments/spectral-irradiance-sensor/ | telemetered | spkir_abj_dcl_instrument |  | OCR507 ICSW | FALSE | FALSE | FALSE | spectral-irradiance | [5 empty] | Satlantic
CE04OSSM-RID27-01-OPTAAD000 | Spectrophotometer | Optical Attenuation and Absorption | /instruments/optical-attenuation/ | telemetered | optaa_dj_dcl_instrument |  | AC-S | FALSE | FALSE | FALSE | spectrophotometer | [5 empty] | WET Labs
CE04OSSM-RID27-02-FLORTD000 | 3-Wavelength Fluorometer | Fluorometer (CDOM) | /instruments/fluorometer/ | telemetered | flort_sample | time,fluorometric_chlorophyll_a,fluorometric_cdom,total_volume_scattering_coefficient,optical_backscatter | ECO Triplet-w | TRUE | FALSE | FALSE | fluorometer | [5 empty] | WET Labs
CE04OSSM-RID27-03-CTDBPC000 | CTD | Conductivity-Temperature-Depth | /instruments/ctd-conductivity-temperature-depth/ | telemetered | ctdbp_cdef_dcl_instrument | time,density,pressure,temp,practical_salinity,conductivity | SBE 16plusV2 | TRUE | FALSE | FALSE | CTD | [5 empty] | Sea-Bird
CE04OSSM-RID27-04-DOSTAD000 | Dissolved Oxygen | Dissolved Oxygen | /instruments/dissolved-oxygen/ | telemetered | dosta_abcdjm_dcl_instrument | time,dissolved_oxygen | Optode 4831 | TRUE | FALSE | FALSE | dissolved-oxygen | [5 empty] | Aanderaa
CE04OSSM-SBD11-04-VELPTA000 | Single Point Velocity Meter | Current Meter | /instruments/current-meter/ | telemetered | velpt_ab_dcl_instrument |  | Aquadopp 300m | FALSE | FALSE | FALSE | current-meter | [5 empty] | Nortek
CE04OSSM-SBD11-06-METBKA000 | Bulk Meteorology Instrument Package | Bulk Meteorology Instrument Package | https://oceanobservatories.org/instrument-class/metbk/ | telemetered | metbk_a_dcl_instrument |  | ASIMET | FALSE | TRUE | FALSE | bulk-met-inst-package | [5 empty] | Star Engineering
CE04OSSM-SBD12-04-PCO2AA000 | pCO2 Air-Sea | pCO2 Air-Sea | https://oceanobservatories.org/instrument-class/pco2a/ | telemetered | pco2a_a_dcl_instrument_air | time,partial_pressure_co2_atm,pco2_co2flux | pCO2-pro | TRUE | TRUE | FALSE | CO2 | [5 empty] | Pro-Oceanus
CE04OSSM-SBD12-05-WAVSSA000 | Surface Wave Spectra | Surface Wave Spectra | https://oceanobservatories.org/instrument-class/wavss/ | telemetered | wavss_a_dcl_motion |  | TRIAXYS | FALSE | TRUE | FALSE | surface-wave-spectra | [5 empty] | Axys Technologies
CE06ISSM-MFD35-01-VEL3DD000 | 3-D Single Point Velocity Meter | Current Meter | /instruments/current-meter/ | telemetered | vel3d_cd_dcl_velocity_data |  | VECTOR | FALSE | FALSE | FALSE | current-meter | [5 empty] | Nortek
CE06ISSM-MFD35-02-PRESFA000 | Seafloor Pressure | Seafloor Pressure | https://oceanobservatories.org/instrument-class/presf/ | telemetered | presf_abc_dcl_tide_measurement |  | SBE 26plus | FALSE | TRUE | FALSE | seafloor-pressure | [5 empty] | Sea-Bird
CE06ISSM-MFD35-04-ADCPTM000 | Velocity Profiler (600kHz) | Acoustic Doppler Current Profiler | /instruments/acoustic-doppler-current-profiler/ | telemetered | adcp_velocity_earth |  | WorkHorse Sentinel 600khz | FALSE | FALSE | FALSE | ADCP | [5 empty] | Teledyne RDI
CE06ISSM-MFD35-05-PCO2WB000 | pCO2 | Carbon Dioxide Sensor | /instruments/carbon-dioxide/ | telemetered | pco2w_abc_dcl_instrument | time,pco2_seawater | SAMI-pCO2 | TRUE | FALSE | FALSE | CO2 | [5 empty] | Sunburst
CE06ISSM-MFD35-06-PHSEND000 | pH | pH Sensor | /instruments/ph/ | telemetered | phsen_abcdef_dcl_instrument | time,phsen_abcdef_ph_seawater | SAMI-pH | TRUE | FALSE | FALSE | pH | [5 empty] | Sunburst
CE06ISSM-MFD37-01-OPTAAD000 | Spectrophotometer | Optical Attenuation and Absorption | /instruments/optical-attenuation/ | telemetered | optaa_dj_dcl_instrument |  | AC-S | FALSE | FALSE | FALSE | spectrophotometer | [5 empty] | WET Labs
CE06ISSM-MFD37-03-CTDBPC000 | CTD | Conductivity-Temperature-Depth | /instruments/ctd-conductivity-temperature-depth/ | telemetered | ctdbp_cdef_dcl_instrument | time,density,pressure,temp,practical_salinity,conductivity | SBE 16plusV2 | TRUE | FALSE | FALSE | CTD | [5 empty] | Sea-Bird
CE06ISSM-MFD37-03-DOSTAD000 | Dissolved Oxygen | Dissolved Oxygen | /instruments/dissolved-oxygen/ | telemetered | dosta_abcdjm_ctdbp_dcl_instrument | time,dissolved_oxygen | Optode 4831 | TRUE | FALSE | FALSE | dissolved-oxygen | [5 empty] | Aanderaa
CE06ISSM-MFD37-07-ZPLSCC000 | Bio-acoustic Sonar (Coastal) | Bio-Acoustic Sonar | /instruments/bio-acoustic-sonar/ | telemetered | zplsc_c_instrument |  | AZFP | FALSE | FALSE | TRUE | bio-acoustic-sonar | [5 empty] | ASL Environmental Sciences
CE06ISSM-RID16-01-OPTAAD000 | Spectrophotometer | Optical Attenuation and Absorption | /instruments/optical-attenuation/ | telemetered | optaa_dj_dcl_instrument |  | AC-S | FALSE | FALSE | FALSE | spectrophotometer | [5 empty] | WET Labs
CE06ISSM-RID16-02-FLORTD000 | 3-Wavelength Fluorometer | Fluorometer (CDOM) | /instruments/fluorometer/ | telemetered | flort_sample | time,fluorometric_chlorophyll_a,fluorometric_cdom,total_volume_scattering_coefficient,optical_backscatter | ECO Triplet-w | TRUE | FALSE | FALSE | fluorometer | [5 empty] | WET Labs
CE06ISSM-RID16-03-CTDBPC000 | CTD | Conductivity-Temperature-Depth | /instruments/ctd-conductivity-temperature-depth/ | telemetered | ctdbp_cdef_dcl_instrument | time,density,pressure,temp,practical_salinity,conductivity | SBE 16plusV2 | TRUE | FALSE | FALSE | CTD | [5 empty] | Sea-Bird
CE06ISSM-RID16-03-DOSTAD000 | Dissolved Oxygen | Dissolved Oxygen | /instruments/dissolved-oxygen/ | telemetered | dosta_abcdjm_ctdbp_dcl_instrument | time,dissolved_oxygen | Optode 4831 | TRUE | FALSE | FALSE | dissolved-oxygen | [5 empty] | Aanderaa
CE06ISSM-RID16-04-VELPTA000 | Single Point Velocity Meter | Current Meter | /instruments/current-meter/ | telemetered | velpt_ab_dcl_instrument |  | Aquadopp 300m | FALSE | FALSE | FALSE | current-meter | [5 empty] | Nortek
CE06ISSM-RID16-05-PCO2WB000 | pCO2 | Carbon Dioxide Sensor | /instruments/carbon-dioxide/ | telemetered | pco2w_abc_dcl_instrument | time,pco2_seawater | SAMI-pCO2 | TRUE | FALSE | FALSE | CO2 | [5 empty] | Sunburst
CE06ISSM-RID16-06-PHSEND000 | pH | pH Sensor | /instruments/ph/ | telemetered | phsen_abcdef_dcl_instrument | time,phsen_abcdef_ph_seawater | SAMI-pH | TRUE | FALSE | FALSE | pH | [5 empty] | Sunburst
CE06ISSM-RID16-07-NUTNRB000 | Nitrate | Nitrate Sensor | /instruments/nitrate-sensor/ | telemetered | suna_dcl_recovered | time,salinity_corrected_nitrate,nitrate_concentration | ISUS | TRUE | TRUE | FALSE | nitrate | [5 empty] | Satlantic
CE06ISSM-RID16-08-SPKIRB000 | Spectral Irradiance | Spectral Irradiance Sensor | /instruments/spectral-irradiance-sensor/ | telemetered | spkir_abj_dcl_instrument |  | OCR507 ICSW | FALSE | FALSE | FALSE | spectral-irradiance | [5 empty] | Satlantic
CE06ISSM-SBD17-04-VELPTA000 | Single Point Velocity Meter | Current Meter | /instruments/current-meter/ | telemetered | velpt_ab_dcl_instrument |  | Aquadopp 300m | FALSE | FALSE | FALSE | current-meter | [5 empty] | Nortek
CE06ISSM-SBD17-06-CTDBPC000 | CTD | Conductivity-Temperature-Depth | /instruments/ctd-conductivity-temperature-depth/ | telemetered | ctdbp_cdef_dcl_instrument | time,density,pressure,temp,practical_salinity,conductivity | SBE 16plusV2 | TRUE | FALSE | FALSE | CTD | [5 empty] | Sea-Bird
CE06ISSM-SBD17-06-FLORTD000 | 3-Wavelength Fluorometer | Fluorometer (CDOM) | /instruments/fluorometer/ | telemetered | flort_sample | time,fluorometric_chlorophyll_a,fluorometric_cdom,total_volume_scattering_coefficient,optical_backscatter | ECO Triplet-w | TRUE | FALSE | FALSE | fluorometer | [5 empty] | WET Labs
CE06ISSP-SP001-02-DOSTAJ000 | Dissolved Oxygen | Dissolved Oxygen | /instruments/dissolved-oxygen/ | recovered_cspp | dosta_abcdjm_cspp_instrument_recovered | time,dissolved_oxygen | Optode 4831 | TRUE | FALSE | FALSE | dissolved-oxygen | [5 empty] | Aanderaa
CE06ISSP-SP001-04-OPTAAJ000 | Spectrophotometer | Optical Attenuation and Absorption | /instruments/optical-attenuation/ | recovered_cspp | optaa_dj_cspp_instrument_recovered |  | AC-S | FALSE | FALSE | FALSE | spectrophotometer | [5 empty] | WET Labs
CE06ISSP-SP001-05-VELPTJ000 | Single Point Velocity Meter | Current Meter | /instruments/current-meter/ | recovered_cspp | velpt_j_cspp_instrument_recovered |  | Aquadopp HR | FALSE | FALSE | FALSE | current-meter | [5 empty] | Nortek
CE06ISSP-SP001-06-NUTNRJ000 | Nitrate | Nitrate Sensor | /instruments/nitrate-sensor/ | recovered_cspp | nutnr_j_cspp_instrument_recovered | time,salinity_corrected_nitrate,nitrate_concentration | SUNA V2 | TRUE | TRUE | FALSE | nitrate | [5 empty] | Satlantic
CE06ISSP-SP001-07-SPKIRJ000 | Spectral Irradiance | Spectral Irradiance Sensor | /instruments/spectral-irradiance-sensor/ | recovered_cspp | spkir_abj_cspp_instrument_recovered |  | OCR507 ICSW | FALSE | FALSE | FALSE | spectral-irradiance | [5 empty] | Satlantic
CE06ISSP-SP001-08-FLORTJ000 | 3-Wavelength Fluorometer | Fluorometer (CDOM) | /instruments/fluorometer/ | recovered_cspp | flort_sample | time,fluorometric_chlorophyll_a,fluorometric_cdom,total_volume_scattering_coefficient,optical_backscatter | ECO Triplet-w | TRUE | TRUE | FALSE | fluorometer | [5 empty] | WET Labs
CE06ISSP-SP001-09-CTDPFJ000 | CTD | Conductivity-Temperature-Depth | /instruments/ctd-conductivity-temperature-depth/ | telemetered | ctdpf_j_cspp_instrument | time,density,pressure,temp,practical_salinity,conductivity | FastCAT 49 CTD | TRUE | FALSE | FALSE | CTD | [5 empty] | Sea-Bird
CE06ISSP-SP001-10-PARADJ000 | Photosynthetically Available Radiation | Photosynthetically Available Radiation (PAR) Sensor | /instruments/photosynthetically-active-radiation/ | recovered_cspp | parad_j_cspp_instrument_recovered | time,parad_j_par_counts_output | ECO PAR | TRUE | FALSE | FALSE | PAR | [5 empty] | WET Labs
CE07SHSM-MFD35-01-VEL3DD000 | 3-D Single Point Velocity Meter | Current Meter | /instruments/current-meter/ | telemetered | vel3d_cd_dcl_velocity_data |  | VECTOR | FALSE | FALSE | FALSE | current-meter | [5 empty] | Nortek
CE07SHSM-MFD35-02-PRESFB000 | Seafloor Pressure | Seafloor Pressure | https://oceanobservatories.org/instrument-class/presf/ | telemetered | presf_abc_dcl_tide_measurement |  | SBE 26plus | FALSE | TRUE | FALSE | seafloor-pressure | [5 empty] | Sea-Bird
CE07SHSM-MFD35-04-ADCPTC000 | Velocity Profiler (300kHz) | Acoustic Doppler Current Profiler | /instruments/acoustic-doppler-current-profiler/ | telemetered | adcp_velocity_earth |  | WorkHorse Sentinel 300khz | FALSE | FALSE | FALSE | ADCP | [5 empty] | Teledyne RDI
CE07SHSM-MFD35-05-PCO2WB000 | pCO2 | Carbon Dioxide Sensor | /instruments/carbon-dioxide/ | telemetered | pco2w_abc_dcl_instrument | time,pco2_seawater | SAMI-pCO2 | TRUE | FALSE | FALSE | CO2 | [5 empty] | Sunburst
CE07SHSM-MFD35-06-PHSEND000 | pH | pH Sensor | /instruments/ph/ | telemetered | phsen_abcdef_dcl_instrument | time,phsen_abcdef_ph_seawater | SAMI-pH | TRUE | FALSE | FALSE | pH | [5 empty] | Sunburst
CE07SHSM-MFD37-01-OPTAAD000 | Spectrophotometer | Optical Attenuation and Absorption | /instruments/optical-attenuation/ | telemetered | optaa_dj_dcl_instrument |  | AC-S | FALSE | FALSE | FALSE | spectrophotometer | [5 empty] | WET Labs
CE07SHSM-MFD37-03-CTDBPC000 | CTD | Conductivity-Temperature-Depth | /instruments/ctd-conductivity-temperature-depth/ | telemetered | ctdbp_cdef_dcl_instrument | time,density,pressure,temp,practical_salinity,conductivity | SBE 16plusV2 | TRUE | FALSE | FALSE | CTD | [5 empty] | Sea-Bird
CE07SHSM-MFD37-03-DOSTAD000 | Dissolved Oxygen | Dissolved Oxygen | /instruments/dissolved-oxygen/ | telemetered | dosta_abcdjm_ctdbp_dcl_instrument | time,dissolved_oxygen | Optode 4831 | TRUE | FALSE | FALSE | dissolved-oxygen | [5 empty] | Aanderaa
CE07SHSM-MFD37-07-ZPLSCC000 | Bio-acoustic Sonar (Coastal) | Bio-Acoustic Sonar | /instruments/bio-acoustic-sonar/ | telemetered | zplsc_c_instrument |  | AZFP | FALSE | FALSE | TRUE | bio-acoustic-sonar | [5 empty] | ASL Environmental Sciences
CE07SHSM-RID26-01-ADCPTA000 | Velocity Profiler (600kHz) | Acoustic Doppler Current Profiler | /instruments/acoustic-doppler-current-profiler/ | telemetered | adcp_velocity_earth |  | WorkHorse Sentinel 600khz | FALSE | FALSE | FALSE | ADCP | [5 empty] | Teledyne RDI
CE07SHSM-RID26-04-VELPTA000 | Single Point Velocity Meter | Current Meter | /instruments/current-meter/ | telemetered | velpt_ab_dcl_instrument |  | Aquadopp 300m | FALSE | FALSE | FALSE | current-meter | [5 empty] | Nortek
CE07SHSM-RID26-06-PHSEND000 | pH | pH Sensor | /instruments/ph/ | telemetered | phsen_abcdef_dcl_instrument | time,phsen_abcdef_ph_seawater | SAMI-pH | TRUE | FALSE | FALSE | pH | [5 empty] | Sunburst
CE07SHSM-RID26-07-NUTNRB000 | Nitrate | Nitrate Sensor | /instruments/nitrate-sensor/ | telemetered | suna_dcl_recovered | time,salinity_corrected_nitrate,nitrate_concentration | ISUS | TRUE | TRUE | FALSE | nitrate | [5 empty] | Satlantic
CE07SHSM-RID26-08-SPKIRB000 | Spectral Irradiance | Spectral Irradiance Sensor | /instruments/spectral-irradiance-sensor/ | telemetered | spkir_abj_dcl_instrument |  | OCR507 ICSW | FALSE | FALSE | FALSE | spectral-irradiance | [5 empty] | Satlantic
CE07SHSM-RID27-01-OPTAAD000 | Spectrophotometer | Optical Attenuation and Absorption | /instruments/optical-attenuation/ | telemetered | optaa_dj_dcl_instrument |  | AC-S | FALSE | FALSE | FALSE | spectrophotometer | [5 empty] | WET Labs
CE07SHSM-RID27-02-FLORTD000 | 3-Wavelength Fluorometer | Fluorometer (CDOM) | /instruments/fluorometer/ | telemetered | flort_sample | time,fluorometric_chlorophyll_a,fluorometric_cdom,total_volume_scattering_coefficient,optical_backscatter | ECO Triplet-w | TRUE | FALSE | FALSE | fluorometer | [5 empty] | WET Labs
CE07SHSM-RID27-03-CTDBPC000 | CTD | Conductivity-Temperature-Depth | /instruments/ctd-conductivity-temperature-depth/ | telemetered | ctdbp_cdef_dcl_instrument | time,density,pressure,temp,practical_salinity,conductivity | SBE 16plusV2 | TRUE | FALSE | FALSE | CTD | [5 empty] | Sea-Bird
CE07SHSM-RID27-04-DOSTAD000 | Dissolved Oxygen | Dissolved Oxygen | /instruments/dissolved-oxygen/ | telemetered | dosta_abcdjm_dcl_instrument | time,dissolved_oxygen | Optode 4831 | TRUE | FALSE | FALSE | dissolved-oxygen | [5 empty] | Aanderaa
CE07SHSM-SBD11-04-VELPTA000 | Single Point Velocity Meter | Current Meter | /instruments/current-meter/ | telemetered | velpt_ab_dcl_instrument |  | Aquadopp 300m | FALSE | FALSE | FALSE | current-meter | [5 empty] | Nortek
CE07SHSM-SBD11-06-METBKA000 | Bulk Meteorology Instrument Package | Bulk Meteorology Instrument Package | https://oceanobservatories.org/instrument-class/metbk/ | telemetered | metbk_a_dcl_instrument |  | ASIMET | FALSE | TRUE | FALSE | bulk-met-inst-package | [5 empty] | Star Engineering
CE07SHSM-SBD12-04-PCO2AA000 | pCO2 Air-Sea | pCO2 Air-Sea | https://oceanobservatories.org/instrument-class/pco2a/ | telemetered | pco2a_a_dcl_instrument_air | time,partial_pressure_co2_atm,pco2_co2flux | pCO2-pro | TRUE | TRUE | FALSE | CO2 | [5 empty] | Pro-Oceanus
CE07SHSM-SBD12-05-WAVSSA000 | Surface Wave Spectra | Surface Wave Spectra | https://oceanobservatories.org/instrument-class/wavss/ | telemetered | wavss_a_dcl_motion |  | TRIAXYS | FALSE | TRUE | FALSE | surface-wave-spectra | [5 empty] | Axys Technologies
CE07SHSP-SP001-01-DOSTAJ000 | Dissolved Oxygen | Dissolved Oxygen | /instruments/dissolved-oxygen/ | recovered_cspp | dosta_abcdjm_cspp_instrument_recovered | time,dissolved_oxygen | Optode 4831 | TRUE | FALSE | FALSE | dissolved-oxygen | [5 empty] | Aanderaa
CE07SHSP-SP001-02-VELPTJ000 | Single Point Velocity Meter | Current Meter | /instruments/current-meter/ | recovered_cspp | velpt_j_cspp_instrument_recovered |  | Aquadopp HR | FALSE | FALSE | FALSE | current-meter | [5 empty] | Nortek
CE07SHSP-SP001-04-OPTAAJ000 | Spectrophotometer | Optical Attenuation and Absorption | /instruments/optical-attenuation/ | recovered_cspp | optaa_dj_cspp_instrument_recovered |  | AC-S | FALSE | FALSE | FALSE | spectrophotometer | [5 empty] | WET Labs
CE07SHSP-SP001-05-NUTNRJ000 | Nitrate | Nitrate Sensor | /instruments/nitrate-sensor/ | recovered_cspp | nutnr_j_cspp_instrument_recovered | time,salinity_corrected_nitrate,nitrate_concentration | SUNA V2 | TRUE | TRUE | FALSE | nitrate | [5 empty] | Satlantic
CE07SHSP-SP001-06-SPKIRJ000 | Spectral Irradiance | Spectral Irradiance Sensor | /instruments/spectral-irradiance-sensor/ | recovered_cspp | spkir_abj_cspp_instrument_recovered |  | OCR507 ICSW | FALSE | FALSE | FALSE | spectral-irradiance | [5 empty] | Satlantic
CE07SHSP-SP001-07-FLORTJ000 | 3-Wavelength Fluorometer | Fluorometer (CDOM) | /instruments/fluorometer/ | recovered_cspp | flort_sample | time,fluorometric_chlorophyll_a,fluorometric_cdom,total_volume_scattering_coefficient,optical_backscatter | ECO Triplet-w | TRUE | TRUE | FALSE | fluorometer | [5 empty] | WET Labs
CE07SHSP-SP001-08-CTDPFJ000 | CTD | Conductivity-Temperature-Depth | /instruments/ctd-conductivity-temperature-depth/ | recovered_cspp | ctdpf_j_cspp_instrument_recovered | time,density,pressure,temp,salinity,conductivity | FastCAT 49 CTD | TRUE | FALSE | FALSE | CTD | [5 empty] | Sea-Bird
CE07SHSP-SP001-09-PARADJ000 | Photosynthetically Available Radiation | Photosynthetically Available Radiation (PAR) Sensor | /instruments/photosynthetically-active-radiation/ | recovered_cspp | parad_j_cspp_instrument_recovered | time,parad_j_par_counts_output | ECO PAR | TRUE | FALSE | FALSE | PAR | [5 empty] | WET Labs
CE09OSPM-WFP01-01-VEL3DK000 | 3-D Single Point Velocity Meter | Current Meter | /instruments/current-meter/ | telemetered | vel3d_k_wfp_stc_instrument |  | Aquadopp II | FALSE | FALSE | FALSE | current-meter | [5 empty] | Nortek
CE09OSPM-WFP01-02-DOFSTK000 | Dissolved Oxygen | Dissolved Oxygen | /instruments/dissolved-oxygen/ | telemetered | dofst_k_wfp_instrument | time, dofst_k_oxygen_l2 | SBE 43F | TRUE | FALSE | FALSE | dissolved-oxygen | [5 empty] | Sea-Bird
CE09OSPM-WFP01-03-CTDPFK000 | CTD | Conductivity-Temperature-Depth | /instruments/ctd-conductivity-temperature-depth/ | telemetered | ctdpf_ckl_wfp_instrument | time,density,pressure,temp,practical_salinity,conductivity | SBE 52MP | TRUE | FALSE | FALSE | CTD | [5 empty] | Sea-Bird
CE09OSPM-WFP01-04-FLORTK000 | 3-Wavelength Fluorometer | Fluorometer (CDOM) | /instruments/fluorometer/ | telemetered | flort_sample | time,fluorometric_chlorophyll_a,fluorometric_cdom,total_volume_scattering_coefficient,optical_backscatter | ECO Triplet-w | TRUE | FALSE | FALSE | fluorometer | [5 empty] | WET Labs
CE09OSPM-WFP01-05-PARADK000 | Photosynthetically Available Radiation | Photosynthetically Available Radiation (PAR) Sensor | /instruments/photosynthetically-active-radiation/ | telemetered | parad_k__stc_imodem_instrument | time,parad_k_par | QSP-2200 | TRUE | FALSE | FALSE | PAR | [5 empty] | Biospherical Instruments
CE09OSSM-MFD35-01-VEL3DD000 | 3-D Single Point Velocity Meter | Current Meter | /instruments/current-meter/ | telemetered | vel3d_cd_dcl_velocity_data |  | VECTOR | FALSE | FALSE | FALSE | current-meter | [5 empty] | Nortek
CE09OSSM-MFD35-02-PRESFC000 | Seafloor Pressure | Seafloor Pressure | https://oceanobservatories.org/instrument-class/presf/ | telemetered | presf_abc_dcl_tide_measurement |  | SBE 26plus | FALSE | TRUE | FALSE | seafloor-pressure | [5 empty] | Sea-Bird
CE09OSSM-MFD35-04-ADCPSJ000 | Velocity Profiler (75 kHz) | Acoustic Doppler Current Profiler | /instruments/acoustic-doppler-current-profiler/ | telemetered | adcp_velocity_earth |  | WorkHorse LongRanger Sentinel 75khz | FALSE | FALSE | FALSE | ADCP | [5 empty] | Teledyne RDI
CE09OSSM-MFD35-05-PCO2WB000 | pCO2 | Carbon Dioxide Sensor | /instruments/carbon-dioxide/ | telemetered | pco2w_abc_dcl_instrument | time,pco2_seawater | SAMI-pCO2 | TRUE | FALSE | FALSE | CO2 | [5 empty] | Sunburst
CE09OSSM-MFD35-06-PHSEND000 | pH | pH Sensor | /instruments/ph/ | telemetered | phsen_abcdef_dcl_instrument | time,phsen_abcdef_ph_seawater | SAMI-pH | TRUE | FALSE | FALSE | pH | [5 empty] | Sunburst
CE09OSSM-MFD37-01-OPTAAC000 | Spectrophotometer | Optical Attenuation and Absorption | /instruments/optical-attenuation/ | telemetered | optaa_dj_dcl_instrument |  | AC-S Deep | FALSE | FALSE | FALSE | spectrophotometer | [5 empty] | WET Labs
CE09OSSM-MFD37-03-CTDBPE000 | CTD | Conductivity-Temperature-Depth | /instruments/ctd-conductivity-temperature-depth/ | telemetered | ctdbp_cdef_dcl_instrument | time,density,pressure,temp,practical_salinity,conductivity | SBE 16plusV2 | TRUE | FALSE | FALSE | CTD | [5 empty] | Sea-Bird
CE09OSSM-MFD37-03-DOSTAD000 | Dissolved Oxygen | Dissolved Oxygen | /instruments/dissolved-oxygen/ | telemetered | dosta_abcdjm_ctdbp_dcl_instrument | time,dissolved_oxygen | Optode 4831 | TRUE | FALSE | FALSE | dissolved-oxygen | [5 empty] | Aanderaa
CE09OSSM-MFD37-07-ZPLSCC000 | Bio-acoustic Sonar (Coastal) | Bio-Acoustic Sonar | /instruments/bio-acoustic-sonar/ | telemetered | zplsc_c_instrument |  | AZFP | FALSE | FALSE | TRUE | bio-acoustic-sonar | [5 empty] | ASL Environmental Sciences
CE09OSSM-RID26-01-ADCPTC000 | Velocity Profiler (300kHz) | Acoustic Doppler Current Profiler | /instruments/acoustic-doppler-current-profiler/ | telemetered | adcp_velocity_earth |  | WorkHorse Sentinel 300khz | FALSE | FALSE | FALSE | ADCP | [5 empty] | Teledyne RDI
CE09OSSM-RID26-04-VELPTA000 | Single Point Velocity Meter | Current Meter | /instruments/current-meter/ | telemetered | velpt_ab_dcl_instrument |  | Aquadopp 300m | FALSE | FALSE | FALSE | current-meter | [5 empty] | Nortek
CE09OSSM-RID26-06-PHSEND000 | pH | pH Sensor | /instruments/ph/ | telemetered | phsen_abcdef_dcl_instrument | time,phsen_abcdef_ph_seawater | SAMI-pH | TRUE | FALSE | FALSE | pH | [5 empty] | Sunburst
CE09OSSM-RID26-07-NUTNRB000 | Nitrate | Nitrate Sensor | /instruments/nitrate-sensor/ | telemetered | suna_dcl_recovered | time,salinity_corrected_nitrate,nitrate_concentration | ISUS | TRUE | TRUE | FALSE | nitrate | [5 empty] | Satlantic
CE09OSSM-RID26-08-SPKIRB000 | Spectral Irradiance | Spectral Irradiance Sensor | /instruments/spectral-irradiance-sensor/ | telemetered | spkir_abj_dcl_instrument |  | OCR507 ICSW | FALSE | FALSE | FALSE | spectral-irradiance | [5 empty] | Satlantic
CE09OSSM-RID27-01-OPTAAD000 | Spectrophotometer | Optical Attenuation and Absorption | /instruments/optical-attenuation/ | telemetered | optaa_dj_dcl_instrument |  | AC-S | FALSE | FALSE | FALSE | spectrophotometer | [5 empty] | WET Labs
CE09OSSM-RID27-02-FLORTD000 | 3-Wavelength Fluorometer | Fluorometer (CDOM) | /instruments/fluorometer/ | telemetered | flort_sample | time,fluorometric_chlorophyll_a,fluorometric_cdom,total_volume_scattering_coefficient,optical_backscatter | ECO Triplet-w | TRUE | FALSE | FALSE | fluorometer | [5 empty] | WET Labs
CE09OSSM-RID27-03-CTDBPC000 | CTD | Conductivity-Temperature-Depth | /instruments/ctd-conductivity-temperature-depth/ | telemetered | ctdbp_cdef_dcl_instrument | time,density,pressure,temp,practical_salinity,conductivity | SBE 16plusV2 | TRUE | FALSE | FALSE | CTD | [5 empty] | Sea-Bird
CE09OSSM-RID27-04-DOSTAD000 | Dissolved Oxygen | Dissolved Oxygen | /instruments/dissolved-oxygen/ | telemetered | dosta_abcdjm_dcl_instrument | time,dissolved_oxygen | Optode 4831 | TRUE | FALSE | FALSE | dissolved-oxygen | [5 empty] | Aanderaa
CE09OSSM-SBD11-04-VELPTA000 | Single Point Velocity Meter | Current Meter | /instruments/current-meter/ | telemetered | velpt_ab_dcl_instrument |  | Aquadopp 300m | FALSE | FALSE | FALSE | current-meter | [5 empty] | Nortek
CE09OSSM-SBD11-06-METBKA000 | Bulk Meteorology Instrument Package | Bulk Meteorology Instrument Package | https://oceanobservatories.org/instrument-class/metbk/ | telemetered | metbk_a_dcl_instrument |  | ASIMET | FALSE | TRUE | FALSE | bulk-met-inst-package | [5 empty] | Star Engineering
CE09OSSM-SBD12-04-PCO2AA000 | pCO2 Air-Sea | pCO2 Air-Sea | https://oceanobservatories.org/instrument-class/pco2a/ | telemetered | pco2a_a_dcl_instrument_air | time,partial_pressure_co2_atm,pco2_co2flux | pCO2-pro | TRUE | TRUE | FALSE | CO2 | [5 empty] | Pro-Oceanus
CE09OSSM-SBD12-05-WAVSSA000 | Surface Wave Spectra | Surface Wave Spectra | https://oceanobservatories.org/instrument-class/wavss/ | telemetered | wavss_a_dcl_motion |  | TRIAXYS | FALSE | FALSE | FALSE | surface-wave-spectra | [5 empty] | Axys Technologies

## Streams
reference_designator | m2m_id | stream_method | stream_type | stream_content
ctdbp_no_sample | 23 | streamed | Science | Data Products
ctdbp_no_hardware | 24 | streamed | Engineering | Hardware Data
ctdbp_no_calibration_coefficients | 25 | streamed | Engineering | Calibration Data
ctdbp_no_status | 26 | streamed | Engineering | Status Data
ctdbp_no_configuration | 27 | streamed | Engineering | Configuration Data
parad_sa_sample | 28 | streamed | Science | Data Products
prest_real_time | 31 | streamed | Science | Data Products
prest_reference_oscillator | 32 | streamed | Engineering | Reference Oscillator Data
prest_configuration_data | 33 | streamed | Engineering | Configuration Data
prest_device_status | 34 | streamed | Engineering | Device Status
prest_event_counter | 35 | streamed | Engineering | Event Counter Data
prest_hardware_data | 36 | streamed | Engineering | Hardware Data
pco2w_a_regular_status | 44 | streamed | Engineering | Status Data
pco2w_a_configuration | 45 | streamed | Engineering | Configuration Data
trhph_sample | 47 | streamed | Science | Data Products
optaa_sample | 61 | streamed | Science | Data Products
optaa_status | 62 | streamed | Engineering | Status Data
tmpsf_sample | 64 | streamed | Science | Data Products
vel3d_b_sample | 67 | streamed | Science | Data Products
adcp_system_configuration | 74 | streamed | Engineering | System Configuration Data
vel3d_cd_velocity_data | 76 | streamed | Science | Data Products
vel3d_cd_system_data | 77 | streamed | Engineering | System Data
vel3d_clock_data | 78 | streamed | Engineering | Clock Data
botpt_nano_sample | 87 | streamed | Science | NANO Sensor Data Products
botpt_lily_sample | 88 | streamed | Science | LILY Sensor Data Products
botpt_iris_sample | 89 | streamed | Science | IRIS Sensor Data Products
botpt_heat_sample | 90 | streamed | Science | HEAT Sensor Data Products
adcp_pd0_beam_parsed | 108 | streamed | Science | Data Products
phsen_data_record | 112 | streamed | Science | Data Products
phsen_regular_status | 114 | streamed | Engineering | Status Data
phsen_configuration | 115 | streamed | Engineering | Configuration Data
d1000_sample | 128 | streamed | Science | Data Products
spkir_data_record | 131 | streamed | Science | Data Products
flort_d_data_record | 133 | streamed | Science | Data Products
trhph_status | 191 | streamed | Engineering | Status Data
flort_d_status | 192 | streamed | Engineering | Status Data
spkir_a_configuration_record | 194 | streamed | Engineering | Configuration Record Data
adcp_ancillary_system_data | 302 | streamed | Engineering | Ancillary System Data
adcp_transmit_path | 303 | streamed | Engineering | Transmit Path Data
thsph_sample | 307 | streamed | Science | Data Products
velpt_user_configuration | 323 | streamed | Engineering | Configuration Data
velpt_velocity_data | 325 | streamed | Science | Data Products
velpt_clock_data | 327 | streamed | Engineering | Clock Data
ctdpf_optode_sample | 330 | streamed | Science | Optode Data Products
ctdpf_optode_hardware | 331 | streamed | Engineering | Optode Hardware Data
ctdpf_optode_calibration_coefficients | 332 | streamed | Engineering | Optode Calibration Data
ctdpf_optode_status | 333 | streamed | Engineering | Optode Status Data
ctdpf_optode_configuration | 334 | streamed | Engineering | Optode Configuration Data
ctdpf_sbe43_sample | 337 | streamed | Science | Data Products
ctdpf_sbe43_hardware | 338 | streamed | Engineering | Hardware Data
ctdpf_sbe43_calibration_coefficients | 339 | streamed | Engineering | Calibration Data
ctdpf_sbe43_status | 340 | streamed | Engineering | Status Data
ctdpf_sbe43_configuration | 341 | streamed | Engineering | Configuration Data
nutnr_a_sample | 342 | streamed | Science | Data Products
nutnr_a_status | 343 | streamed | Engineering | Status Data
nutnr_a_test | 344 | streamed | Engineering | Test Data
horizontal_electric_field | 350 | streamed | Science | Horizontal Electric Field Data Products
motor_current | 351 | streamed | Engineering | Motor Current Data
hpies_status | 353 | streamed | Engineering | Status Data
echo_sounding | 354 | streamed | Science | Data Products
vadcp_5thbeam_pd0_beam_parsed | 357 | streamed | Science | Data Products
pco2w_b_configuration | 362 | streamed | Engineering | Configuration Data
pco2w_b_regular_status | 363 | streamed | Engineering | Status Data
parad_sa_config | 368 | streamed | Engineering | Configuration Data
camds_image_metadata | 379 | streamed | Engineering | Image Metadata
vadcp_pd0_beam_parsed | 383 | streamed | Science | Data Products
pco2w_a_sami_data_record | 384 | streamed | Science | Data Products
pco2w_b_sami_data_record | 385 | streamed | Science | Data Products
pco2w_a_sami_data_record_cal | 403 | streamed | Engineering | Calibration Data
pco2w_b_sami_data_record_cal | 404 | streamed | Engineering | Calibration Data
dpc_ctd_instrument_recovered | 515 | recovered_inst | Science | Data Products
dpc_flnturtd_instrument_recovered | 517 | recovered_inst | Science | Data Products
dpc_flcdrtd_instrument_recovered | 519 | recovered_inst | Science | Data Products
dpc_acm_instrument_recovered | 521 | recovered_inst | Science | Data Products
dpc_optode_instrument_recovered | 523 | recovered_inst | Science | Data Products
antelope_metadata | 736 | streamed | Engineering | Antelope Metadata
adcp_config | 748 | streamed | Engineering | Configuration Data
vadcp_velocity_beam_5 | 753 | streamed | Science | Beam 5 Data Products
camhd_metadata | 760 | telemetered | Engineering | Metadata
do_stable_sample | 22 | streamed | Science | Data Products
pco2w_b_dev1_data_record | 43 | streamed | Engineering | Record Data
vel3d_cd_hardware_configuration | 56 | streamed | Engineering | Hardware Configuration Data
vel3d_cd_head_configuration | 57 | streamed | Engineering | Header Configuration Data
vel3d_cd_user_configuration | 58 | streamed | Engineering | Configuration Data
tmpsf_engineering | 65 | streamed | Engineering | Engineering Data
vel3d_b_engineering | 68 | streamed | Engineering | Engineering Data
adcp_compass_calibration | 73 | streamed | Engineering | Compass Calibration Data
vel3d_cd_data_header | 75 | streamed | Engineering | Header Data
vel3d_cd_battery_voltage | 79 | streamed | Engineering | Battery Voltage Data
vel3d_cd_identification_string | 80 | streamed | Engineering | String Identification Data
phsen_battery_voltage | 196 | streamed | Engineering | Battery Voltage Data
phsen_thermistor_voltage | 197 | streamed | Engineering | Thermistor Voltage Data
botpt_lily_leveling | 304 | streamed | Engineering | LILY Leveling Data
botpt_status | 306 | streamed | Engineering | Status Data
ctdpf_optode_settings | 335 | streamed | Engineering | Optode Settings Data
ctdbp_no_optode_settings | 336 | streamed | Engineering | Optode Settings Data
hpies_data_header | 349 | streamed | Science | Header Data Products
calibration_status | 352 | streamed | Engineering | Calibration Status Data
stm_timestamp | 356 | streamed | Engineering | Timestamp Data
vadcp_5thbeam_compass_calibration | 358 | streamed | Engineering | Calibration Data
pco2w_b_thermistor_voltage | 359 | streamed | Engineering | Thermistor Voltage Data
pco2w_b_battery_voltage | 361 | streamed | Engineering | Battery Voltage Data
pco2w_a_thermistor_voltage | 366 | streamed | Engineering | Thermistor Voltage Data
pco2w_a_battery_voltage | 367 | streamed | Engineering | Battery Voltage Data
vadcp_4beam_system_configuration | 370 | streamed | Engineering | Engineering Data
vadcp_5thbeam_system_configuration | 371 | streamed | Engineering | Engineering Data
vadcp_ancillary_system_data | 372 | streamed | Engineering | Engineering Data
vadcp_transmit_path | 373 | streamed | Engineering | Engineering Data
zplsc_metadata | 631 | streamed | Engineering | Metadata
nutnr_a_dark_sample | 708 | streamed | Science | Dark Sample Data Products
botpt_nano_sample_15s | 741 | streamed | Science | 15s NANO Sample Data Products
botpt_nano_sample_24hr | 742 | streamed | Science | 24hr NANO Sample Data Products
adcp_velocity_beam | 743 | streamed | Science | Beam Coordinate Data Products
adcp_engineering | 747 | streamed | Engineering | Engineering Data
vadcp_velocity_beam | 752 | streamed | Science | Data Products
adcp_engineering_5 | 754 | streamed | Engineering | Beam 5 Engineering Data
adcp_config_5 | 755 | streamed | Engineering | Beam 5 Configuration Data
adcp_compass_calibration_5 | 756 | streamed | Calibration | Beam 5 Compass Data
adcp_system_configuration_5 | 757 | streamed | Engineering | Beam 5 System Configuration Data
adcp_ancillary_system_data_5 | 758 | streamed | Engineering | Beam 5 Ancillary System Data
adcp_transmit_path_5 | 759 | streamed | Engineering | Beam 5 Transmit Path Data
zplsc_echogram_data | 774 | streamed | Science | Data Products

## Parameters
reference_designator | parameter_name | unit_v1 | unit_v2
time | Time | UTC
seawater_temperature | Temperature | ºC
temp | Temperature | ºC
seawater_pressure | Pressure | dbar
ctdbp_no_seawater_pressure | Pressure | dbar
pressure | Pressure | dbar
dpc_ctd_seawater_conductivity | Conductivity | S/m
ctdbp_no_seawater_conductivity | Conductivity | S/m
seawater_conductivity | Conductivity | S/m
corrected_dissolved_oxygen | Dissolved Oxygen | µmol/kg
dissolved_oxygen | Dissolved Oxygen | µmol/kg
dofst_k_oxygen_l2 | Dissolved Oxygen | µmol/kg
density | Density | kg/m^3
practical_salinity | Salinity | PSU
salinity | Salinity | PSU
salinity_corrected_nitrate | Nitrate Concentration - Temp and Sal Corrected | µMol/L
nitrate_concentration | Dissolved Nitrate Concentration | µMol/L
nutnr_nitrogen_in_nitrate | Nitrogen in Nitrate | mg/l
nutnr_bromide_trace | Bromide Trace | mg/l
par_counts_output | Photosynthetically Available Radiation | µmol photons m-2 s-1
ph_seawater | pH
phsen_abcdef_ph_seawater | pH
pco2_seawater | pCO2 | µatm
flntu_x_mmp_cds_fluorometric_chlorophyll_a | Chlorophyll-a Concentration | µg L-1
fluorometric_chlorophyll_a | Chlorophyll-a Concentration | µg L-1
fluorometric_cdom | CDOM Concentration | ppb
flntu_x_mmp_cds_total_volume_scattering_coefficient | Total Volume Scattering Coefficient | m-1 sr-1
total_volume_scattering_coefficient | Total Volume Scattering Coefficient | m-1 sr-1
optical_backscatter | Optical Backscatter | m-1
flntu_x_mmp_cds_bback_total | Optical Backscatter | m-1
flcdr_x_mmp_cds_fluorometric_cdom | CDOM Concentration | ppb